## TITLE PAGE
Water Resources Planning Tables 2019
v15 - June 2018
All queries on the content of this workbook should be sent to:
water-company-plan@environment-agency.gov.uk
Water resource zone information
Company: |  | Portsmouth Water
Resource Zone Name: |  | Company |  |  |  |  | Data validation: Cell D20
Resource Zone Number: |  | PRT 1 |  |  |  |  | Dry Year Annual Average
Planning Scenario Name: |  | Dry Year Critical Period | DYCP | Normal Year Critical Period |  |  | Dry Year Critical Period
Chosen Level of Service: |  | 1 in 200 |  |  |  |  | Dry Year Annual Average - benchmarking data
Base Year: |  | 2017/18 |  |  |  |  | Dry Year Critical Period - benchmarking data
Responsible Officer: |  | Steve Morley | Signed: |  | Dated: | 6.9.18
Version: |  | Draft Final Plan |  | [Digital signature is acceptable]
Key to cells
Clear cells - indicate an input is required
Yellow shaded cells - indicates a formula.
Blue shaded cells - indicate base year data.
Light grey shaded cells - indicate preceding years.
Dark grey cells - indicate that no data entry is required.
Worksheet |  | Content
WRZ summary |  | Supply-Demand Balance and components
1. BL Licences |  | Baseline water resources
2. BL Supply |  | Baseline water supplies
3. BL Demand |  | Baseline demand
4. BL SDB |  | Baseline supply demand balance
5. Feasible options |  | Fixed and Variable costs, Net Present Value, AIC and AISC of all feasible options (confidential)
6. Preferred options |  | High level costs of preferred options (Dry Year) - publicly available
7. FP Supply |  | Final Planning water supplies (impact of Scenario options)
8. FP Demand |  | Final Planning demand (impact of Scenario options)
9. FP SDB |  | Final Planning supply demand balance
10. Drought plan links |  | Drought plan links

## WRZ summary
Summary graphs of water resources planning tables data
Portsmouth Water
Company
DERIVATION | DESCRIPTION | UNITS |  | For info 2017-18 | For info 2018-19 | For info 2019-20 | 2020-21 | 2021-22 | 2022-23 | 2023-24 | 2024-25 | 2025-26 | 2026-27 | 2027-28 | 2028-29 | 2029-2030 | 2030-2031 | 2031-2032 | 2032-33 | 2033-34 | 2034-35 | 2035-36 | 2036-37 | 2037-38 | 2038-39 | 2039-40 | 2040-41 | 2041-42 | 2042-43 | 2043-44 | 2044-45
SUPPLY
13BL | Total water available for use | Ml/d | 205.66 | 205.66 | 205.56 | 198 | 190.4 | 190.3 | 190.2 | 189.97 | 180.87 | 180.77 | 180.67 | 180.57 | 180.47 | 156.63 | 156.53 | 156.43 | 156.33 | 156.23 | 156.13 | 156.03 | 155.93 | 155.83 | 155.73 | 155.63 | 155.53 | 155.43 | 155.33 | 155.23 | 155.13
13FP | Total water available for use | Ml/d | 214.16 | 214.16 | 214.06 | 214.3 | 206.7 | 206.6 | 206.5 | 206.27 | 212.17 | 212.07 | 211.97 | 211.87 | 211.77 | 237.93 | 237.83 | 237.73 | 237.63 | 237.53 | 237.43 | 237.33 | 237.23 | 237.13 | 237.03 | 236.93 | 236.83 | 236.73 | 236.63 | 236.53 | 236.43
| DEMAND |  | 5.0443
26BL | Unmeasured household consumption | Ml/d | 104.79 | 104.79 | 103.57 | 102.59 | 101.59 | 100.65 | 99.76 | 98.92 | 98.12 | 97.37 | 96.66 | 96 | 95.39 | 94.81 | 94.26 | 93.75 | 93.27 | 92.81 | 92.38 | 91.97 | 91.58 | 91.21 | 90.86 | 90.52 | 90.21 | 89.91 | 89.62 | 89.34 | 89.09
26FP | Unmeasured household consumption | Ml/d | 84.31 | 84.31 | 83.39 | 82.77 | 80.35 | 77.91 | 75.42 | 73.04 | 70.71 | 65.58 | 60.92 | 56.58 | 52.57 | 48.84 | 45.35 | 42.15 | 39.18 | 36.38 | 33.85 | 31.49 | 29.22 | 27.18 | 25.29 | 23.53 | 21.9 | 20.4 | 18.98 | 17.63 | 16.4
25BL | Measured household consumption | Ml/d | 28.96 | 28.96 | 30.9 | 32.89 | 34.73 | 36.43 | 38.02 | 39.53 | 40.94 | 42.29 | 43.52 | 44.64 | 45.7 | 46.72 | 47.68 | 48.64 | 49.6 | 50.53 | 51.43 | 52.32 | 53.19 | 54.05 | 54.89 | 55.72 | 56.53 | 57.33 | 58.11 | 58.89 | 59.65
25FP | Measured household consumption | Ml/d | 24.32 | 24.32 | 25.97 | 27.68 | 29.97 | 32.26 | 34.42 | 36.69 | 38.81 | 43.8 | 48.28 | 52.34 | 56.11 | 59.67 | 62.92 | 65.99 | 68.98 | 71.67 | 74.25 | 76.68 | 78.97 | 81.16 | 83.18 | 85.08 | 86.91 | 88.64 | 90.28 | 91.85 | 93.35
23BL+24BL | Non-household consumption | Ml/d | 45.31 | 45.31 | 45.15 | 44.96 | 44.78 | 44.6 | 44.42 | 44.23 | 44.06 | 43.87 | 43.68 | 43.5 | 43.31 | 43.13 | 42.94 | 42.76 | 42.57 | 42.38 | 42.19 | 42.01 | 41.84 | 41.7 | 41.55 | 41.41 | 41.27 | 41.12 | 40.98 | 40.83 | 40.69
23FP+24FP | Non-household consumption | Ml/d | 27.21 | 27.21 | 27.05 | 26.86 | 26.68 | 26.5 | 26.32 | 26.13 | 25.96 | 25.77 | 25.58 | 25.4 | 25.21 | 25.03 | 24.84 | 24.66 | 24.47 | 24.28 | 24.09 | 23.91 | 23.74 | 23.6 | 23.45 | 23.31 | 23.17 | 23.02 | 22.88 | 22.73 | 22.59
40BL | Total leakage | Ml/d | 35.04 | 35.04 | 34.95 | 34.89 | 34.9 | 34.93 | 34.99 | 35.05 | 35.11 | 35.17 | 35.24 | 35.37 | 35.49 | 35.61 | 35.73 | 35.82 | 35.92 | 36.01 | 36.1 | 36.17 | 36.25 | 36.33 | 36.4 | 36.46 | 36.51 | 36.58 | 36.64 | 36.7 | 36.75
40FP | Total leakage | Ml/d | 35.04 | 35.04 | 34.95 | 34.87 | 33.5 | 32.1 | 30.7 | 29.3 | 27.9 | 27.64 | 27.38 | 27.12 | 26.86 | 26.6 | 26.34 | 26.08 | 25.82 | 25.56 | 25.3 | 25.04 | 24.78 | 24.52 | 24.26 | 24 | 23.74 | 23.48 | 23.22 | 22.96 | 22.7
11BL-(23BL:26BL)-40BL | Other components of demand | Ml/d | 2.88 | 2.88 | 2.8789 | 2.8789 | 2.8789 | 2.8789 | 2.8789 | 2.8789 | 2.8789 | 2.8789 | 2.8789 | 2.8789 | 2.8789 | 2.8789 | 2.8789 | 2.8789 | 2.8789 | 2.8789 | 2.8789 | 2.8789 | 2.8789 | 2.8789 | 2.8789 | 2.8789 | 2.8789 | 2.8789 | 2.8789 | 2.8789 | 2.8789
11FP-(23FP:26FP)-40FP | Other components of demand | Ml/d | 2.88 | 2.88 | 2.8789 | 2.8789 | 2.8789 | 2.8789 | 2.8789 | 2.8789 | 2.8789 | 2.8789 | 2.8789 | 2.8789 | 2.8789 | 2.8789 | 2.8789 | 2.8789 | 2.8789 | 2.8789 | 2.8789 | 2.8789 | 2.8789 | 2.8789 | 2.8789 | 2.8789 | 2.8789 | 2.8789 | 2.8789 | 2.8789 | 2.8789
| Total demand + target headroom (baseline) | Ml/d | 223.89 | 223.89 | 224.4289 | 225.2689 | 225.9756 | 226.4929 | 227.211 | 228.0681 | 228.7638 | 228.5109 | 229.345 | 230.085 | 230.9969 | 231.7194 | 231.2363 | 232.2836 | 233.0095 | 233.8584 | 234.3741 | 234.0724 | 235.4403 | 236.1195 | 236.8187 | 237.3388 | 237.1317 | 237.7313 | 238.3488 | 239.0111 | 239.722
| Total demand + target headroom (final plan) | Ml/d | 180.67 | 180.67 | 181.2189 | 182.1189 | 180.4756 | 178.6529 | 176.881 | 175.4981 | 173.9138 | 172.6009 | 172.405 | 172.015 | 171.8569 | 171.5894 | 170.0763 | 170.1936 | 170.0995 | 170.0184 | 169.7641 | 168.7224 | 169.2903 | 169.2895 | 169.2987 | 169.1488 | 168.3317 | 168.3313 | 168.3588 | 168.4211 | 168.582
SUPPLY-DEMAND BALANCE
16BL | Target headroom | Ml/d | 6.91 | 6.91 | 6.98 | 7.06 | 7.0967 | 7.004 | 7.1421 | 7.4592 | 7.6549 | 6.932 | 7.3661 | 7.6961 | 8.228 | 8.5705 | 7.7474 | 8.4347 | 8.7706 | 9.2495 | 9.3952 | 8.7235 | 9.7014 | 9.9506 | 10.2398 | 10.3499 | 9.7328 | 9.9124 | 10.1199 | 10.3721 | 10.6631
16FP | Target headroom | Ml/d | 6.91 | 6.91 | 6.98 | 7.06 | 7.0967 | 7.004 | 7.1421 | 7.4592 | 7.6549 | 6.932 | 7.3661 | 7.6961 | 8.228 | 8.5705 | 7.7474 | 8.4347 | 8.7706 | 9.2495 | 9.3952 | 8.7235 | 9.7014 | 9.9506 | 10.2398 | 10.3499 | 9.7328 | 9.9124 | 10.1199 | 10.3721 | 10.6631
17BL | Available headroom | Ml/d | -11.32 | -11.32 | -11.8889 | -20.2089 | -28.4789 | -29.1889 | -29.8689 | -30.6389 | -40.2389 | -40.8089 | -41.3089 | -41.8189 | -42.2989 | -66.5189 | -66.9589 | -67.4189 | -67.9089 | -68.3789 | -68.8489 | -69.3189 | -69.8089 | -70.3389 | -70.8489 | -71.3589 | -71.8689 | -72.3889 | -72.8989 | -73.4089 | -73.9289
17FP | Available headroom | Ml/d | 40.4 | 40.4 | 39.8211 | 39.2411 | 33.3211 | 34.9511 | 36.7611 | 38.2311 | 45.9111 | 46.4011 | 46.9311 | 47.5511 | 48.1411 | 74.9111 | 75.5011 | 75.9711 | 76.3011 | 76.7611 | 77.0611 | 77.3311 | 77.6411 | 77.7911 | 77.9711 | 78.1311 | 78.2311 | 78.3111 | 78.3911 | 78.4811 | 78.5111
Baseline Supply-Demand Balance:
|  | 2020-21 | 2021-22 | 2022-23 | 2023-24 | 2024-25 | 2025-26 | 2026-27 | 2027-28 | 2028-29 | 2029-2030 | 2030-2031 | 2031-2032 | 2032-33 | 2033-34 | 2034-35 | 2035-36 | 2036-37 | 2037-38 | 2038-39 | 2039-40 | 2040-41 | 2041-42 | 2042-43 | 2043-44 | 2044-45
| SDB (Ml/d) | -35.5756 | -36.1929 | -37.011 | -38.0981 | -47.8938 | -47.7409 | -48.675 | -49.515 | -50.5269 | -75.0894 | -74.7063 | -75.8536 | -76.6795 | -77.6284 | -78.2441 | -78.0424 | -79.5103 | -80.2895 | -81.0887 | -81.7088 | -81.6017 | -82.3013 | -83.0188 | -83.7811 | -84.592
Final Planning Supply-Demand Balance:
|  | 2020-21 | 2021-22 | 2022-23 | 2023-24 | 2024-25 | 2025-26 | 2026-27 | 2027-28 | 2028-29 | 2029-2030 | 2030-2031 | 2031-2032 | 2032-33 | 2033-34 | 2034-35 | 2035-36 | 2036-37 | 2037-38 | 2038-39 | 2039-40 | 2040-41 | 2041-42 | 2042-43 | 2043-44 | 2044-45
| SDB (Ml/d) | 26.2244 | 27.9471 | 29.619 | 30.7719 | 38.2562 | 39.4691 | 39.565 | 39.855 | 39.9131 | 66.3406 | 67.7537 | 67.5364 | 67.5305 | 67.5116 | 67.6659 | 68.6076 | 67.9397 | 67.8405 | 67.7313 | 67.7812 | 68.4983 | 68.3987 | 68.2712 | 68.1089 | 67.848
| Company: | 2026-27: Portsmouth Water
| Resource Zone Name | 2026-27: Company
| Resource Zone Number: | 2026-27: PRT 1
| Planning Scenario Name: | 2026-27: Dry Year Critical Period
| Chosen Level of Service: | 2026-27: 1 in 200

## 1. BL Licences
Table 1: Baseline licences |  |  |  |  | deployable output (Ml/d)
Row ref | Derivation | Licence number | Source name | Source type | Deployable output (Ml/d) | Annual licensed quantity (Ml/d) | Constraints on deployable output | Additional notes (if desired)
All individual licences: |  |  |  |  | 235.6 | 424.5
0.1BL | Sum (0.1BL+...) | - | - | - | 144.9 | 288.9 | -
- | Input |  | Source A | SW:River | 39.4 | 45.5 | Licence | Licence varied 2011 MRF set
| Input |  | Source C | GW | 21.8 | 28 | Licence | Turbidity issues
| Input |  | Source D | GW | 1.5 | 3.5 | Pump level | Linked to Source C
| Input |  | Source E | GW | 0.4 | 0.46 | Licence | Standby source
| Input |  | Source F | GW | 8.8 | 15 | Licence | Licence varied 2015 Augmentation
| Input |  | Source G | GW | 2.3 | 0 | Licence | Linked to Source S
| Input |  | Source H | GW | 8.8 | 13.6 | Licence | Flow condition
| Input |  | Source I | GW | 1.8 | 7 | Flow condition | Licence varied 2015 MRF set
| Input |  | Source J | GW | 7.9 | 25.2 | DAPWL | Water quality issues
| Input |  | Source K | GW | 13.2 | 13.64 | Licence | Water quality issues
| Input |  | Source B | GW:Springs | 39 | 137 | Flow condition | Licence varied 2009 MRF set
Grouped licences | Derivation | Licence number | Source name | Source type | DYAA deployable output (Ml/d) | Annual licensed quantity (Ml/d)
0.2BL | Sum (0.2BL+...) | - | Total | - | 90.7 | - | -
- | - | Group #: | [Enter name of group] | - | 90.7 | - | -
- | Input |  | Sources L-P | GW | 57.3 | 94.6 | Licence | River Ems augmentation
- | Input |  | Sources Q-T | GW | 33.4 | 41 | Pump capacity | Nitrate blending/Bulk supply
- | Input
Unused licences: | Derivation | Licence number | Source name | Source type | DYAA deployable output (Ml/d) | Annual licensed quantity (Ml/d) | Reason licence is unused
0.3BL | Sum (0.3BL+...) | - | - | - | 0 | 3.02 | -
| Input |  | Source U | GW | 0 | 3.02 | Emergency use only | Raw water augmentation R Ems
- | Input
New licences (within current AMP): | Derivation | Licence number | Source name | Source type | DYAA deployable output (Ml/d) | Annual licensed quantity (Ml/d) | Status of licence
0.4BL | Sum (0.4BL+...) | - | - | - | 0 | 0 | -
Input
- | Input
- | - | - | - | - | - | - | -
Company: |  | Portsmouth Water
Resource Zone Name: |  | Company
Resource Zone Number: |  | PRT 1
Planning Scenario Name: |  | Dry Year Critical Period
Chosen Level of Service: |  | 1 in 200
README
Note on C3: Please list only individual licences (i.e. not used in conjunctive use systems).
Note on B18: If additional lines are required please insert into middle of group to ensure automatic calculations pick up all data.
Note on B25: If additional lines are required please insert into middle of group to ensure automatic calculations pick up all data. DO NOT DELETE DEFAULT INPUT ROWS - If unrequired leave blank.
Note on J26: Please state if a licence has been applied for, approved, granted, awaiting mobilisation, or other specified status.
Note on C38: Do not delete default inserted input lines. These are required to generate the autosum of all additional rows added. Additional rows which the user enters can be deleted.

## 2. BL Supply
Table 2: Baseline supply
| Row ref | Component | Derivation | Unit | decimal places | 2017/18 | For info 2017-18 | For info 2018-19 | For info 2019-20 | 2020-21 | 2021-22 | 2022-23 | 2023-24 | 2024-25 | 2025-26 | 2026-27 | 2027-28 | 2028-29 | 2029-2030 | 2030-2031 | 2031-2032 | 2032-33 | 2033-34 | 2034-35 | 2035-36 | 2036-37 | 2037-38 | 2038-39 | 2039-40 | 2040-41 | 2041-42 | 2042-43 | 2043-44 | 2044-45
| 1BL | Raw water abstracted | Input | Ml/d | 2
Resources | 2BL | Total raw water imported | sum(2.1BL+2.2BL+2.3BL...) | Ml/d | 2 | 0 | 0 | 0 | 0 | 0 | 0 | 0 | 0 | 0 | 0 | 0 | 0 | 0 | 0 | 0 | 0 | 0 | 0 | 0 | 0 | 0 | 0 | 0 | 0 | 0 | 0 | 0 | 0 | 0
| 2.1BL+ | Raw water imported from: None | Input | Ml/d | 2
| - | - | - | - |  |  | - | - | - | bar: 2021-22 to 2044-45
| 3BL | Total potable water imported | sum(3.1BL+3.2BL+3.3BL...) | Ml/d | 2 | 0 | 0 | 0 | 0 | 0 | 0 | 0 | 0 | 0 | 0 | 0 | 0 | 0 | 0 | 0 | 0 | 0 | 0 | 0 | 0 | 0 | 0 | 0 | 0 | 0 | 0 | 0 | 0 | 0
| 3.1BL+ | Potable water imported from: None | Input | Ml/d | 2
| - | - | - | - |  | - | - | - | - | bar: 2020-21 to 2044-45
| 5BL | Total raw water exported (raw exports and non potable uses) | sum(5.1BL+5.2BL+...) | Ml/d | 2 | 0 | 0 | 0 | 0 | 0 | 0 | 0 | 0 | 0 | 0 | 0 | 0 | 0 | 0 | 0 | 0 | 0 | 0 | 0 | 0 | 0 | 0 | 0 | 0 | 0 | 0 | 0 | 0 | 0
| 5.1BL | Non potable water supplied to: | Input | Ml/d | 2
| 5.2BL+ | Raw water export to: None | Input | Ml/d | 2
| - |  | - | - | 2 | - | - | - | - | bar: 2020-21 to 2044-45
| 6BL | Total potable water exported | sum(6.1BL+6.2BL+6.3BL...) | Ml/d | 2 | 15 | 15 | 15 | 22.5 | 30 | 30 | 30 | 30 | 39 | 39 | 39 | 39 | 39 | 60 | 60 | 60 | 60 | 60 | 60 | 60 | 60 | 60 | 60 | 60 | 60 | 60 | 60 | 60 | 60
| 6.1BL+ | Potable water export to: Sussex North | Input | Ml/d | 2 | 15 | 15 | 15 | 15 | 15 | 15 | 15 | 15 | 15 | 15 | 15 | 15 | 15 | 15 | 15 | 15 | 15 | 15 | 15 | 15 | 15 | 15 | 15 | 15 | 15 | 15 | 15 | 15 | 15
|  | Potable water export to: Hants South Phase 1 |  | Ml/d | 2 | 0 | 0 | 0 | 7.5 | 15 | 15 | 15 | 15 | 15 | 15 | 15 | 15 | 15 | 15 | 15 | 15 | 15 | 15 | 15 | 15 | 15 | 15 | 15 | 15 | 15 | 15 | 15 | 15 | 15
|  | Potable water export to: Hants South Phase 2 |  | Ml/d | 2 | 0 | 0 | 0 | 0 | 0 | 0 | 0 | 0 | 9 | 9 | 9 | 9 | 9 | 9 | 9 | 9 | 9 | 9 | 9 | 9 | 9 | 9 | 9 | 9 | 9 | 9 | 9 | 9 | 9
|  | Potable water export to: Hants South Phase 3 |  | Ml/d | 2 | 0 | 0 | 0 | 0 | 0 | 0 | 0 | 0 | 0 | 0 | 0 | 0 | 0 | 21 | 21 | 21 | 21 | 21 | 21 | 21 | 21 | 21 | 21 | 21 | 21 | 21 | 21 | 21 | 21
| - |  | - |  |  | - | - | - | - | bar: 2020-21 to 2044-45
| 7BL | Deployable Output (baseline profile without reductions) | sum(0.1Bl+0.2BL+0.3BL+0.4BL) | Ml/d | 2 | 235.6 | 235.6 | 235.6 | 235.6 | 235.6 | 235.6 | 235.6 | 235.6 | 235.6 | 235.6 | 235.6 | 235.6 | 235.6 | 235.6 | 235.6 | 235.6 | 235.6 | 235.6 | 235.6 | 235.6 | 235.6 | 235.6 | 235.6 | 235.6 | 235.6 | 235.6 | 235.6 | 235.6 | 235.6
Resource (and process) Losses | 8BL | Baseline forecast changes to Deployable Output | sum(8.1BL+8.2BL+8.3BL) | Ml/d | 2 | 0 | 0 | -0.1 | -0.2 | -0.3 | -0.4 | -0.5 | -0.6 | -0.7 | -0.8 | -0.9 | -1 | -1.1 | -1.2 | -1.3 | -1.4 | -1.5 | -1.6 | -1.7 | -1.8 | -1.9 | -2 | -2.1 | -2.2 | -2.3 | -2.4 | -2.5 | -2.6 | -2.7
| 8.1BL | Change in DO due to climate change | Input (reductions must be expressed as -ve) | Ml/d | 2 | 0 | 0 | -0.1 | -0.2 | -0.3 | -0.4 | -0.5 | -0.6 | -0.7 | -0.8 | -0.9 | -1 | -1.1 | -1.2 | -1.3 | -1.4 | -1.5 | -1.6 | -1.7 | -1.8 | -1.9 | -2 | -2.1 | -2.2 | -2.3 | -2.4 | -2.5 | -2.6 | -2.7
| 8.2BL | Reductions to restore sustainable abstraction | sum(8.2BL sub components) | Ml/d | 2 | 0 | 0 | 0 | 0 | 0 | 0 | 0 | 0 | 0 | 0 | 0 | 0 | 0 | 0 | 0 | 0 | 0 | 0 | 0 | 0 | 0 | 0 | 0 | 0 | 0 | 0 | 0 | 0 | 0
| 8.2BL+ | Total for the zone | Input (zero or negative number) | Ml/d | 2 | 0 | 0 | 0 | 0 | 0 | 0 | 0 | 0 | 0 | 0 | 0 | 0 | 0 | 0 | 0 | 0 | 0 | 0 | 0 | 0 | 0 | 0 | 0 | 0 | 0 | 0 | 0 | 0 | 0
| - |  | - | - | 2 | - | - | - | - | - | - | - | - | - | - | - | - | - | - | - | - | - | - | - | - | - | - | - | - | - | - | - | - | -
| 8.3BL | Total other changes to DO (specify, e.g. nitrates): None | Input (reductions must be expressed as -ve) | Ml/d | 2 | 0 | 0 | 0 | 0 | 0 | 0 | 0 | 0 | 0 | 0 | 0 | 0 | 0 | 0 | 0 | 0 | 0 | 0 | 0 | 0 | 0 | 0 | 0 | 0 | 0 | 0 | 0 | 0 | 0
2
| - |  | - | - | 2 | - | - | - | - | - | - | - | - | - | - | - | - | - | - | - | - | - | - | - | - | - | - | - | - | - | - | - | - | -
| 9BL | Raw water losses, treatment works losses and operational use | Input | Ml/d | 2 | 2.4 | 2.4 | 2.4 | 2.4 | 2.4 | 2.4 | 2.4 | 2.4 | 2.4 | 2.4 | 2.4 | 2.4 | 2.4 | 2.4 | 2.4 | 2.4 | 2.4 | 2.4 | 2.4 | 2.4 | 2.4 | 2.4 | 2.4 | 2.4 | 2.4 | 2.4 | 2.4 | 2.4 | 2.4
| 10BL | Outage allowance | Input | Ml/d | 2 | 12.54 | 12.54 | 12.54 | 12.5 | 12.5 | 12.5 | 12.5 | 12.63 | 12.63 | 12.63 | 12.63 | 12.63 | 12.63 | 15.37 | 15.37 | 15.37 | 15.37 | 15.37 | 15.37 | 15.37 | 15.37 | 15.37 | 15.37 | 15.37 | 15.37 | 15.37 | 15.37 | 15.37 | 15.37
|  | Company: | Portsmouth Water
|  | Resource Zone Name: | Company
|  | Resource Zone Number: | PRT 1
|  | Planning Scenario Name: | Dry Year Critical Period
|  | Chosen Level of Service: | 1 in 200
Note on D30: Author: 21/05/2019: Updated following 2019 outage reassessment

## 3. BL Demand
Table 3: Baseline demand
| Row ref | Component | Derivation | Unit | Decimal places | 2017/18 | For info 2017-18 | For info 2018-19 | For info 2019-20 | 2020-21 | 2021-22 | 2022-23 | 2023-24 | 2024-25 | 2025-26 | 2026-27 | 2027-28 | 2028-29 | 2029-2030 | 2030-2031 | 2031-2032 | 2032-33 | 2033-34 | 2034-35 | 2035-36 | 2036-37 | 2037-38 | 2038-39 | 2039-40 | 2040-41 | 2041-42 | 2042-43 | 2043-44 | 2044-45
Consumption | 19BL | Water delivered measured non-household | Input | Ml/d | 2 | 44.45 | 44.45 | 44.28 | 44.09 | 43.9 | 43.71 | 43.52 | 43.33 | 43.15 | 42.96 | 42.77 | 42.58 | 42.39 | 42.21 | 42.02 | 41.83 | 41.64 | 41.45 | 41.26 | 41.07 | 40.9 | 40.76 | 40.61 | 40.47 | 40.32 | 40.17 | 40.03 | 39.88 | 39.74
| 20BL | Water delivered unmeasured non- household | Input | Ml/d | 2 | 1.19 | 1.19 | 1.19 | 1.19 | 1.19 | 1.19 | 1.19 | 1.19 | 1.19 | 1.19 | 1.19 | 1.19 | 1.19 | 1.19 | 1.19 | 1.19 | 1.19 | 1.19 | 1.19 | 1.19 | 1.19 | 1.19 | 1.19 | 1.19 | 1.19 | 1.19 | 1.19 | 1.19 | 1.19
| 21BL | Water delivered measured household | Input | Ml/d | 2 | 30.75 | 30.75 | 32.69 | 34.68 | 36.57 | 38.33 | 40.01 | 41.6 | 43.09 | 44.52 | 45.83 | 47.1 | 48.3 | 49.45 | 50.54 | 51.61 | 52.68 | 53.71 | 54.71 | 55.69 | 56.65 | 57.59 | 58.51 | 59.41 | 60.29 | 61.16 | 62.01 | 62.85 | 63.67
| 22BL | Water delivered unmeasured household | Input | Ml/d | 2 | 110.91 | 110.91 | 109.67 | 108.67 | 107.65 | 106.69 | 105.78 | 104.92 | 104.11 | 103.34 | 102.62 | 101.95 | 101.32 | 100.73 | 100.17 | 99.65 | 99.16 | 98.69 | 98.25 | 97.83 | 97.43 | 97.06 | 96.7 | 96.35 | 96.03 | 95.73 | 95.43 | 95.15 | 94.89
| 23BL | Measured Non Household - Consumption | 19BL-34BL | Ml/d | 2 | 44.17 | 44.17 | 44 | 43.81 | 43.63 | 43.44 | 43.26 | 43.07 | 42.9 | 42.71 | 42.52 | 42.34 | 42.15 | 41.97 | 41.78 | 41.6 | 41.41 | 41.22 | 41.03 | 40.85 | 40.68 | 40.54 | 40.39 | 40.25 | 40.11 | 39.96 | 39.82 | 39.67 | 39.53
| 24BL | Unmeasured Non Household - Consumption | 20BL-35BL | Ml/d | 2 | 1.14 | 1.14 | 1.15 | 1.15 | 1.15 | 1.16 | 1.16 | 1.16 | 1.16 | 1.16 | 1.16 | 1.16 | 1.16 | 1.16 | 1.16 | 1.16 | 1.16 | 1.16 | 1.16 | 1.16 | 1.16 | 1.16 | 1.16 | 1.16 | 1.16 | 1.16 | 1.16 | 1.16 | 1.16
| 25BL | Measured Household - Consumption | 21BL-36BL | Ml/d | 2 | 28.96 | 28.96 | 30.9 | 32.89 | 34.73 | 36.43 | 38.02 | 39.53 | 40.94 | 42.29 | 43.52 | 44.64 | 45.7 | 46.72 | 47.68 | 48.64 | 49.6 | 50.53 | 51.43 | 52.32 | 53.19 | 54.05 | 54.89 | 55.72 | 56.53 | 57.33 | 58.11 | 58.89 | 59.65
| 26BL | Unmeasured Household - Consumption | 22BL-37BL | Ml/d | 2 | 104.79 | 104.79 | 103.57 | 102.59 | 101.59 | 100.65 | 99.76 | 98.92 | 98.12 | 97.37 | 96.66 | 96 | 95.39 | 94.81 | 94.26 | 93.75 | 93.27 | 92.81 | 92.38 | 91.97 | 91.58 | 91.21 | 90.86 | 90.52 | 90.21 | 89.91 | 89.62 | 89.34 | 89.09
| 27 - | Percentage of consumption driven by climate change | Input | % | 1 | 0% | 0% | 5% | 10% | 15% | 20% | 25% | 29% | 34% | 39% | 44% | 49% | 54% | 59% | 64% | 69% | 74% | 78% | 83% | 88% | 93% | 98% | 103% | 108% | 113% | 118% | 123% | 128% | 132%
| 28 - | Volume of consumption driven by climate change |  | Ml/d | 1 | 0 | 0 | 0.08981 | 0.18044 | 0.27165 | 0.36336 | 0.4555 | 0.52977 | 0.62261 | 0.71577 | 0.80898 | 0.90229 | 0.99576 | 1.0895 | 1.1832 | 1.2775 | 1.3723 | 1.4486 | 1.5438 | 1.6394 | 1.7355 | 1.8322 | 1.9292 | 2.0266 | 2.1245 | 2.2226 | 2.3211 | 2.42 | 2.5005
PCC and consumption by component | 29BL | Measured Household - PCC | (25BL*1,000,000)/(51BL*1,000) | l/h/d | 1 | 167.6 | 167.6 | 166.7 | 166.2 | 165.5 | 164.9 | 164.2 | 163.6 | 163.1 | 162.6 | 162.2 | 161.7 | 161.2 | 160.8 | 160.5 | 160.2 | 160 | 159.9 | 159.7 | 159.6 | 159.5 | 159.4 | 159.3 | 159.2 | 159.1 | 159 | 158.9 | 158.9 | 158.8
| 29.1BL | Measured toilet flushing | Input | l/h/d | 1 | 41.4 | 41.4 | 41.2 | 40.8 | 40.3 | 39.9 | 39.5 | 39.1 | 38.7 | 38.4 | 38 | 37.6 | 37.3 | 36.9 | 36.6 | 36.3 | 36 | 35.7 | 35.4 | 35.2 | 34.9 | 34.6 | 34.4 | 34.1 | 33.8 | 33.6 | 33.3 | 33 | 32.8
| 29.2BL | Measured personal washing | Input | l/h/d | 1 | 74.6 | 74.6 | 74.6 | 74.5 | 74.4 | 74.4 | 74.3 | 74.3 | 74.3 | 74.3 | 74.4 | 74.4 | 74.4 | 74.4 | 74.5 | 74.7 | 74.8 | 75 | 75.2 | 75.4 | 75.6 | 75.8 | 76 | 76.2 | 76.4 | 76.7 | 76.9 | 77.2 | 77.4
| 29.3BL | Measured clothes washing | Input | l/h/d | 1 | 23 | 23 | 22.7 | 22.6 | 22.6 | 22.5 | 22.4 | 22.4 | 22.3 | 22.3 | 22.2 | 22.1 | 22.1 | 22 | 22 | 22 | 22 | 21.9 | 21.9 | 21.9 | 21.9 | 21.9 | 21.9 | 21.9 | 21.8 | 21.8 | 21.8 | 21.8 | 21.8
| 29.4BL | Measured dish washing | Input | l/h/d | 1 | 14.5 | 14.5 | 14.3 | 14.3 | 14.2 | 14.2 | 14.1 | 14 | 14 | 14 | 13.9 | 13.9 | 13.8 | 13.8 | 13.8 | 13.7 | 13.7 | 13.7 | 13.7 | 13.7 | 13.7 | 13.6 | 13.6 | 13.6 | 13.6 | 13.6 | 13.6 | 13.5 | 13.5
| 29.5BL | Measured miscellaneous internal use | Input | l/h/d | 1 | 11.6 | 11.6 | 11.4 | 11.4 | 11.3 | 11.3 | 11.2 | 11.2 | 11.2 | 11.1 | 11.1 | 11.1 | 11 | 11 | 11 | 11 | 11 | 10.9 | 10.9 | 10.9 | 10.9 | 10.9 | 10.9 | 10.9 | 10.9 | 10.8 | 10.8 | 10.8 | 10.8
| 29.6BL | Measured external use | Input | l/h/d | 1 | 2.7 | 2.7 | 2.7 | 2.6 | 2.6 | 2.6 | 2.6 | 2.6 | 2.6 | 2.6 | 2.6 | 2.6 | 2.6 | 2.6 | 2.6 | 2.6 | 2.6 | 2.6 | 2.6 | 2.6 | 2.6 | 2.6 | 2.6 | 2.6 | 2.6 | 2.5 | 2.5 | 2.5 | 2.5
| 30BL | Unmeasured Household - PCC | (26BL*1,000,000)/(52BL*1,000) | l/h/d | 1 | 194.2 | 194.2 | 194.4 | 195 | 195.5 | 195.9 | 196.3 | 196.6 | 196.9 | 197.2 | 197.4 | 197.8 | 198.1 | 198.5 | 198.8 | 199.2 | 199.6 | 200 | 200.4 | 200.7 | 201.1 | 201.4 | 201.7 | 202 | 202.3 | 202.6 | 202.9 | 203.1 | 203.4
| 30.1BL | Unmeasured toilet flushing | Input | l/h/d | 1 | 56.4 | 56.4 | 56.7 | 56.6 | 56.6 | 56.5 | 56.3 | 56.2 | 56.1 | 55.9 | 55.8 | 55.6 | 55.5 | 55.4 | 55.2 | 55.1 | 55 | 54.8 | 54.7 | 54.6 | 54.4 | 54.3 | 54.1 | 53.9 | 53.8 | 53.6 | 53.4 | 53.2 | 53.1
| 30.2BL | Unmeasured personal washing | Input | l/h/d | 1 | 68.5 | 68.5 | 68.5 | 68.7 | 68.9 | 69 | 69.2 | 69.3 | 69.5 | 69.6 | 69.7 | 69.9 | 70 | 70.2 | 70.3 | 70.5 | 70.7 | 70.9 | 71.1 | 71.2 | 71.4 | 71.6 | 71.7 | 71.9 | 72.1 | 72.3 | 72.4 | 72.6 | 72.8
| 30.3BL | Unmeasured clothes washing | Input | l/h/d | 1 | 24.3 | 24.3 | 24.3 | 24.5 | 24.6 | 24.7 | 24.9 | 25 | 25.1 | 25.2 | 25.3 | 25.4 | 25.6 | 25.7 | 25.8 | 25.9 | 26.1 | 26.2 | 26.3 | 26.4 | 26.5 | 26.7 | 26.8 | 26.9 | 27 | 27.1 | 27.2 | 27.3 | 27.4
| 30.4BL | Unmeasured dish washing | Input | l/h/d | 1 | 18.2 | 18.2 | 18.1 | 18.2 | 18.3 | 18.4 | 18.5 | 18.6 | 18.6 | 18.7 | 18.8 | 18.9 | 18.9 | 19 | 19.1 | 19.2 | 19.3 | 19.4 | 19.4 | 19.5 | 19.6 | 19.7 | 19.7 | 19.8 | 19.9 | 19.9 | 20 | 20.1 | 20.1
| 30.5BL | Unmeasured miscellaneous internal use | Input | l/h/d | 1 | 14 | 14 | 14 | 14.1 | 14.1 | 14.2 | 14.3 | 14.3 | 14.4 | 14.4 | 14.5 | 14.6 | 14.6 | 14.7 | 14.7 | 14.8 | 14.9 | 14.9 | 15 | 15.1 | 15.1 | 15.2 | 15.2 | 15.3 | 15.3 | 15.4 | 15.4 | 15.5 | 15.5
| 30.6BL | Unmeasured external use | Input | l/h/d | 1 | 12.8 | 12.8 | 12.8 | 12.9 | 13 | 13.1 | 13.1 | 13.2 | 13.3 | 13.3 | 13.4 | 13.4 | 13.5 | 13.6 | 13.6 | 13.7 | 13.8 | 13.8 | 13.9 | 14 | 14 | 14.1 | 14.1 | 14.2 | 14.3 | 14.3 | 14.4 | 14.4 | 14.5
| 31BL | Average Household - PCC | ((25BL+26BL)*1,000,000))/(51BL+52BL*1,000) | l/h/d | 1 | 187.7404 | 187.7404 | 187.2476 | 187.1245 | 186.8421 | 186.5821 | 186.2345 | 185.8888 | 185.5593 | 185.2377 | 184.9658 | 184.6833 | 184.4145 | 184.2215 | 184.0317 | 183.9118 | 183.8266 | 183.7268 | 183.6466 | 183.5657 | 183.4784 | 183.4091 | 183.3149 | 183.1985 | 183.148 | 183.0706 | 182.9768 | 182.8916 | 182.8171
| 32BL | Water Taken Unbilled | Input | Ml/d | 2 | 2.45 | 2.45 | 2.4499 | 2.4499 | 2.4499 | 2.4499 | 2.4499 | 2.4499 | 2.4499 | 2.4499 | 2.4499 | 2.4499 | 2.4499 | 2.4499 | 2.4499 | 2.4499 | 2.4499 | 2.4499 | 2.4499 | 2.4499 | 2.4499 | 2.4499 | 2.4499 | 2.4499 | 2.4499 | 2.4499 | 2.4499 | 2.4499 | 2.4499
| 33BL | Distribution System Operational Use | Input | Ml/d | 2 | 0.43 | 0.43 | 0.42897 | 0.42897 | 0.42897 | 0.42897 | 0.42897 | 0.42897 | 0.42897 | 0.42897 | 0.42897 | 0.42897 | 0.42897 | 0.42897 | 0.42897 | 0.42897 | 0.42897 | 0.42897 | 0.42897 | 0.42897 | 0.42897 | 0.42897 | 0.42897 | 0.42897 | 0.42897 | 0.42897 | 0.42897 | 0.42897 | 0.42897
Leakage | 34BL | Measured Non Household - USPL | Input | Ml/d | 2 | 0.28 | 0.28 | 0.28 | 0.28 | 0.27 | 0.27 | 0.26 | 0.26 | 0.25 | 0.25 | 0.25 | 0.24 | 0.24 | 0.24 | 0.24 | 0.23 | 0.23 | 0.23 | 0.23 | 0.22 | 0.22 | 0.22 | 0.22 | 0.22 | 0.21 | 0.21 | 0.21 | 0.21 | 0.21
| 35BL | Unmeasured Non Household - USPL | Input | Ml/d | 2 | 0.05 | 0.05 | 0.04 | 0.04 | 0.04 | 0.03 | 0.03 | 0.03 | 0.03 | 0.03 | 0.03 | 0.03 | 0.03 | 0.03 | 0.03 | 0.03 | 0.03 | 0.03 | 0.03 | 0.03 | 0.03 | 0.03 | 0.03 | 0.03 | 0.03 | 0.03 | 0.03 | 0.03 | 0.03
| 36BL | Measured Household - USPL | Input | Ml/d | 2 | 1.79 | 1.79 | 1.79 | 1.79 | 1.84 | 1.9 | 1.99 | 2.07 | 2.15 | 2.23 | 2.31 | 2.46 | 2.6 | 2.73 | 2.86 | 2.97 | 3.08 | 3.18 | 3.28 | 3.37 | 3.46 | 3.54 | 3.62 | 3.69 | 3.76 | 3.83 | 3.9 | 3.96 | 4.02
| 37BL | Unmeasured Household - USPL | Input | Ml/d | 2 | 6.12 | 6.12 | 6.1 | 6.08 | 6.06 | 6.04 | 6.02 | 6 | 5.99 | 5.97 | 5.96 | 5.95 | 5.93 | 5.92 | 5.91 | 5.9 | 5.89 | 5.88 | 5.87 | 5.86 | 5.85 | 5.85 | 5.84 | 5.83 | 5.82 | 5.82 | 5.81 | 5.81 | 5.8
| 38BL | Void Properties - USPL | Input | Ml/d | 2 | 0.28 | 0.28 | 0.27 | 0.28 | 0.27 | 0.27 | 0.27 | 0.27 | 0.27 | 0.27 | 0.27 | 0.27 | 0.27 | 0.27 | 0.27 | 0.27 | 0.27 | 0.27 | 0.27 | 0.27 | 0.27 | 0.27 | 0.27 | 0.27 | 0.27 | 0.27 | 0.27 | 0.27 | 0.27
| 39BL | Distribution Losses | Input | Ml/d | 2 | 26.52 | 26.52 | 26.47 | 26.42 | 26.42 | 26.42 | 26.42 | 26.42 | 26.42 | 26.42 | 26.42 | 26.42 | 26.42 | 26.42 | 26.42 | 26.42 | 26.42 | 26.42 | 26.42 | 26.42 | 26.42 | 26.42 | 26.42 | 26.42 | 26.42 | 26.42 | 26.42 | 26.42 | 26.42
| 40BL | Total Leakage | sum(34BL:39BL) | Ml/d | 2 | 35.04 | 35.04 | 34.95 | 34.89 | 34.9 | 34.93 | 34.99 | 35.05 | 35.11 | 35.17 | 35.24 | 35.37 | 35.49 | 35.61 | 35.73 | 35.82 | 35.92 | 36.01 | 36.1 | 36.17 | 36.25 | 36.33 | 36.4 | 36.46 | 36.51 | 36.58 | 36.64 | 36.7 | 36.75
| 41BL | Total Leakage | (40BL*1,000,000)/(48BL*1,000) | l/prop/d | 2 | 109.6302 | 109.6302 | 108.201 | 106.805 | 105.7864 | 104.9138 | 104.1865 | 103.5175 | 102.9076 | 102.3365 | 101.8762 | 101.6117 | 101.3392 | 101.0987 | 100.8895 | 100.5897 | 100.2988 | 99.9889 | 99.6907 | 99.3381 | 99.014 | 98.696 | 98.3465 | 97.9791 | 97.5838 | 97.2484 | 96.8876 | 96.5281 | 96.1463
Customer: Properties | 42BL | Measured non-households - properties | Input (total, excluding voids) | 000's | 2 | 13.82 | 13.82 | 13.95 | 13.82 | 13.57 | 13.33 | 13.12 | 12.91 | 12.71 | 12.53 | 12.35 | 12.19 | 12.04 | 11.9 | 11.76 | 11.63 | 11.51 | 11.39 | 11.28 | 11.17 | 11.06 | 10.96 | 10.86 | 10.77 | 10.68 | 10.59 | 10.51 | 10.44 | 10.37
| 43BL | Unmeasured non-households - properties | Input (total, excluding voids) | 000's | 2 | 1.81 | 1.81 | 1.81 | 1.81 | 1.77 | 1.74 | 1.72 | 1.69 | 1.66 | 1.64 | 1.62 | 1.59 | 1.57 | 1.56 | 1.54 | 1.52 | 1.5 | 1.49 | 1.47 | 1.46 | 1.45 | 1.43 | 1.42 | 1.41 | 1.4 | 1.39 | 1.38 | 1.37 | 1.36
| 44BL | All void non-households - properties | Input (voids in each year) | 000's | 2 | 3.62 | 3.62 | 3.62 | 3.62 | 3.55 | 3.55 | 3.49 | 3.44 | 3.39 | 3.34 | 3.29 | 3.25 | 3.21 | 3.18 | 3.14 | 3.11 | 3.07 | 3.04 | 3.01 | 2.99 | 2.96 | 2.93 | 2.91 | 2.88 | 2.86 | 2.84 | 2.82 | 2.8 | 2.78
| 45BL | Total measured households - properties (excl void) | Pre-plan year = input. Forecast years = Previous year 45BL + sum(45.1BL:45.6BL) | 000's | 2 | 89.29 | 89.29 | 95.03 | 100.87 | 106.5 | 111.72 | 116.71 | 121.44 | 125.91 | 130.16 | 134.07 | 137.83 | 141.41 | 144.81 | 148.06 | 151.24 | 154.46 | 157.58 | 160.61 | 163.58 | 166.53 | 169.43 | 172.28 | 175.09 | 177.86 | 180.6 | 183.3 | 185.97 | 188.61
| 45.1BL | New build properties - properties | Input (new builds in each year) | 000's | 2 | 0 | 0 | 3.42 | 3.66 | 3.58 | 3.29 | 3.17 | 3.02 | 2.86 | 2.73 | 2.48 | 2.41 | 2.3 | 2.19 | 2.11 | 2.1 | 2.2 | 2.16 | 2.12 | 2.11 | 2.13 | 2.12 | 2.11 | 2.11 | 2.11 | 2.11 | 2.1 | 2.1 | 2.1
| 45.2BL | Meter optants - properties | Input (meter optants in each year) | 000's | 2 | 0 | 0 | 2.32 | 2.18 | 2.05 | 1.93 | 1.82 | 1.71 | 1.61 | 1.52 | 1.43 | 1.35 | 1.28 | 1.21 | 1.14 | 1.08 | 1.02 | 0.96 | 0.91 | 0.86 | 0.82 | 0.78 | 0.74 | 0.7 | 0.66 | 0.63 | 0.6 | 0.57 | 0.54
| 45.3BL | Compulsory metering - properties | Input (compulsory meters in each year) | 000's | 2 | 0 | 0 | 0 | 0 | 0 | 0 | 0 | 0 | 0 | 0 | 0 | 0 | 0 | 0 | 0 | 0 | 0 | 0 | 0 | 0 | 0 | 0 | 0 | 0 | 0 | 0 | 0 | 0 | 0
| 45.4BL | Metering on change of occupancy - properties | Input (change of occupancy meters in each year) | 000's | 2 | 0 | 0 | 0 | 0 | 0 | 0 | 0 | 0 | 0 | 0 | 0 | 0 | 0 | 0 | 0 | 0 | 0 | 0 | 0 | 0 | 0 | 0 | 0 | 0 | 0 | 0 | 0 | 0 | 0
| 45.5BL | Selective metering - properties | Input (selective meters in each year) | 000's | 2 | 0 | 0 | 0 | 0 | 0 | 0 | 0 | 0 | 0 | 0 | 0 | 0 | 0 | 0 | 0 | 0 | 0 | 0 | 0 | 0 | 0 | 0 | 0 | 0 | 0 | 0 | 0 | 0 | 0
| 45.6BL | Other changes to existing metering - properties | Input (other changes to meters in each year) | 000's | 2 | 0 | 0 | 0 | 0 | 0 | 0 | 0 | 0 | 0 | 0 | 0 | 0 | 0 | 0 | 0 | 0 | 0 | 0 | 0 | 0 | 0 | 0 | 0 | 0 | 0 | 0 | 0 | 0 | 0
| 45.7BL | Measured void households - properties | Input (voids in each year) | 000's | 2 | 1.49 | 1.49 | 1.7 | 1.8 | 1.87 | 1.93 | 1.99 | 2.05 | 2.1 | 2.15 | 2.2 | 2.24 | 2.29 | 2.33 | 2.37 | 2.41 | 2.45 | 2.49 | 2.53 | 2.57 | 2.61 | 2.65 | 2.7 | 2.74 | 2.78 | 2.82 | 2.86 | 2.9 | 2.94
| 46BL | Unmeasured households - properties (excl void) | Input (total) | 000's | 2 | 204.16 | 204.16 | 201.84 | 199.66 | 197.61 | 195.68 | 193.86 | 192.15 | 190.54 | 189.02 | 187.58 | 186.23 | 184.96 | 183.75 | 182.61 | 181.54 | 180.52 | 179.55 | 178.64 | 177.78 | 176.96 | 176.18 | 175.45 | 174.75 | 174.09 | 173.46 | 172.86 | 172.3 | 171.76
| 47BL | Unmeasured void households - properties | Input (voids in each year) | 000's | 2 | 5.43 | 5.43 | 5.06 | 5.09 | 5.04 | 4.99 | 4.95 | 4.91 | 4.87 | 4.83 | 4.8 | 4.76 | 4.73 | 4.7 | 4.67 | 4.65 | 4.62 | 4.6 | 4.58 | 4.56 | 4.54 | 4.52 | 4.5 | 4.48 | 4.47 | 4.45 | 4.44 | 4.42 | 4.41
| 48BL | Total Resource Zone Properties (incl voids) | SUM(42BL:45BL)+45.7BL+46BL+47BL | 000's | 2 | 319.62 | 319.62 | 323.01 | 326.67 | 329.91 | 332.94 | 335.84 | 338.59 | 341.18 | 343.67 | 345.91 | 348.09 | 350.21 | 352.23 | 354.15 | 356.1 | 358.13 | 360.14 | 362.12 | 364.11 | 366.11 | 368.1 | 370.12 | 372.12 | 374.14 | 376.15 | 378.17 | 380.2 | 382.23
Customer: Population | 49BL | Measured Non Household - Population | Input (total) | 000's | 2 | 12.34 | 12.34 | 12.41 | 12.5 | 12.61 | 12.7 | 12.86 | 13.02 | 13.18 | 13.34 | 13.46 | 13.66 | 13.87 | 14.08 | 14.3 | 14.53 | 14.87 | 15.14 | 15.38 | 15.58 | 15.75 | 15.93 | 16.11 | 16.29 | 16.47 | 16.65 | 16.84 | 17.02 | 17.21
| 50BL | Unmeasured Non Household - Population | Input (total) | 000's | 2 | 1.61 | 1.61 | 1.62 | 1.63 | 1.65 | 1.66 | 1.68 | 1.7 | 1.72 | 1.74 | 1.76 | 1.78 | 1.81 | 1.84 | 1.87 | 1.9 | 1.94 | 1.98 | 2.01 | 2.04 | 2.06 | 2.08 | 2.11 | 2.13 | 2.15 | 2.18 | 2.2 | 2.23 | 2.25
| 51BL | Measured Household - Population | Input (total) | 000's | 2 | 172.76 | 172.76 | 185.33 | 197.89 | 209.87 | 220.96 | 231.56 | 241.62 | 251.07 | 260.08 | 268.3 | 276.13 | 283.56 | 290.52 | 297.15 | 303.56 | 309.92 | 316.08 | 322.01 | 327.83 | 333.55 | 339.13 | 344.63 | 350.07 | 355.3 | 360.49 | 365.59 | 370.61 | 375.56
| 52BL | Unmeasured Household - Population | Input (total) | 000's | 2 | 539.66 | 539.66 | 532.81 | 526.12 | 519.73 | 513.73 | 508.26 | 503.18 | 498.34 | 493.87 | 489.57 | 485.39 | 481.51 | 477.74 | 474.13 | 470.67 | 467.28 | 464.1 | 461.07 | 458.21 | 455.48 | 452.87 | 450.45 | 448.19 | 445.91 | 443.79 | 441.78 | 439.87 | 438.04
| 53BL | Total Resource Zone Population | Sum(49BL:52BL) | 000's | 2 | 726.37 | 726.37 | 732.17 | 738.14 | 743.86 | 749.05 | 754.36 | 759.52 | 764.31 | 769.03 | 773.09 | 776.96 | 780.75 | 784.18 | 787.45 | 790.66 | 794.01 | 797.3 | 800.47 | 803.66 | 806.84 | 810.01 | 813.3 | 816.68 | 819.83 | 823.11 | 826.41 | 829.73 | 833.06
Occupancy | 54BL | Measured Household - Occupancy Rate (average) (excl voids) | 51BL/45BL | h/prop | 1 | 1.9348 | 1.9348 | 1.9502 | 1.9618 | 1.9706 | 1.9778 | 1.9841 | 1.9896 | 1.994 | 1.9982 | 2.0012 | 2.0034 | 2.0052 | 2.0062 | 2.007 | 2.0071 | 2.0065 | 2.0058 | 2.0049 | 2.0041 | 2.0029 | 2.0016 | 2.0004 | 1.9994 | 1.9976 | 1.9961 | 1.9945 | 1.9928 | 1.9912
| 55BL | Unmeasured Household - Occupancy Rate | 52BL/46BL | h/prop | 1 | 2.6433 | 2.6433 | 2.6398 | 2.6351 | 2.6301 | 2.6254 | 2.6218 | 2.6187 | 2.6154 | 2.6128 | 2.6099 | 2.6064 | 2.6033 | 2.5999 | 2.5964 | 2.5927 | 2.5885 | 2.5848 | 2.581 | 2.5774 | 2.5739 | 2.5705 | 2.5674 | 2.5647 | 2.5614 | 2.5585 | 2.5557 | 2.5529 | 2.5503
Metering | 56BL | Total Household Metering penetration (excl. voids) | 45BL/45BL+46BL | % | 0 | 30.43% | 30.43% | 32.01% | 33.56% | 35.02% | 36.34% | 37.58% | 38.73% | 39.79% | 40.78% | 41.68% | 42.53% | 43.33% | 44.07% | 44.78% | 45.45% | 46.11% | 46.74% | 47.34% | 47.92% | 48.48% | 49.02% | 49.54% | 50.05% | 50.54% | 51.01% | 51.47% | 51.91% | 52.34%
| 57BL | Total Household Metering penetration (incl. voids) | 45BL/(45BL+45.7BL+46BL+47BL) | % | 0 | 29.73% | 29.73% | 31.3% | 32.81% | 34.24% | 35.54% | 36.76% | 37.88% | 38.93% | 39.91% | 40.79% | 41.63% | 42.42% | 43.15% | 43.84% | 44.5% | 45.16% | 45.78% | 46.37% | 46.94% | 47.49% | 48.03% | 48.54% | 49.04% | 49.52% | 49.98% | 50.43% | 50.87% | 51.29%
|  | Company: | Portsmouth Water
|  | Resource Zone Name: | Company
|  | Resource Zone Number: | PRT 1
|  | Planning Scenario Name: | Dry Year Critical Period
|  | Chosen Level of Service: | 1 in 200

## 4. BL SDB
Table 4: Baseline supply demand balance
| Row ref | Component | Derivation | Unit | Decimal places | 2017/18 | For info 2017-18 | For info 2018-19 | For info 2019-20 | 2020-21 | 2021-22 | 2022-23 | 2023-24 | 2024-25 | 2025-26 | 2026-27 | 2027-28 | 2028-29 | 2029-2030 | 2030-2031 | 2031-2032 | 2032-33 | 2033-34 | 2034-35 | 2035-36 | 2036-37 | 2037-38 | 2038-39 | 2039-40 | 2040-41 | 2041-42 | 2042-43 | 2043-44 | 2044-45
SDB | 11BL | Distribution input | 19BL+20BL+21BL+22BL+32BL+33BL+38BL+39BL | Ml/d | 2 | 216.98 | 216.98 | 217.4489 | 218.2089 | 218.8789 | 219.4889 | 220.0689 | 220.6089 | 221.1089 | 221.5789 | 221.9789 | 222.3889 | 222.7689 | 223.1489 | 223.4889 | 223.8489 | 224.2389 | 224.6089 | 224.9789 | 225.3489 | 225.7389 | 226.1689 | 226.5789 | 226.9889 | 227.3989 | 227.8189 | 228.2289 | 228.6389 | 229.0589
| 12BL | Water Available For Use (own sources) | (7BL+8BL)-(9BL+10BL) | Ml/d | 2 | 220.66 | 220.66 | 220.56 | 220.5 | 220.4 | 220.3 | 220.2 | 219.97 | 219.87 | 219.77 | 219.67 | 219.57 | 219.47 | 216.63 | 216.53 | 216.43 | 216.33 | 216.23 | 216.13 | 216.03 | 215.93 | 215.83 | 215.73 | 215.63 | 215.53 | 215.43 | 215.33 | 215.23 | 215.13
| 13BL | Total Water Available For Use | 12BL+(2BL+3BL)-(5BL+6BL) | Ml/d | 2 | 205.66 | 205.66 | 205.56 | 198 | 190.4 | 190.3 | 190.2 | 189.97 | 180.87 | 180.77 | 180.67 | 180.57 | 180.47 | 156.63 | 156.53 | 156.43 | 156.33 | 156.23 | 156.13 | 156.03 | 155.93 | 155.83 | 155.73 | 155.63 | 155.53 | 155.43 | 155.33 | 155.23 | 155.13
| 14BL | Target headroom (climate change component) | Input | Ml/d | 2 | 5.0443 | 4.9752 | 4.9558 | 4.942 | 4.8967 | 4.7627 | 4.7852 | 4.9231 | 4.9757 | 4.4365 | 4.6406 | 4.7716 | 5.0191 | 5.1423 | 4.571 | 4.8921 | 4.9993 | 5.1797 | 5.1674 | 4.7107 | 5.1418 | 5.1743 | 5.2223 | 5.175 | 4.7691 | 4.7579 | 4.7563 | 4.7712 | 4.7984
| 15BL | Target headroom (All other components) | Input | Ml/d | 2 | 1.8657 | 1.9348 | 2.0242 | 2.118 | 2.2 | 2.2413 | 2.3569 | 2.5361 | 2.6792 | 2.4955 | 2.7254 | 2.9245 | 3.2089 | 3.4282 | 3.1764 | 3.5426 | 3.7714 | 4.0698 | 4.2278 | 4.0128 | 4.5597 | 4.7763 | 5.0175 | 5.175 | 4.9637 | 5.1544 | 5.3635 | 5.601 | 5.8647
| 16BL | Target Headroom | 14BL+15BL | Ml/d | 2 | 6.91 | 6.91 | 6.98 | 7.06 | 7.0967 | 7.004 | 7.1421 | 7.4592 | 7.6549 | 6.932 | 7.3661 | 7.6961 | 8.228 | 8.5705 | 7.7474 | 8.4347 | 8.7706 | 9.2495 | 9.3952 | 8.7235 | 9.7014 | 9.9506 | 10.2398 | 10.3499 | 9.7328 | 9.9124 | 10.1199 | 10.3721 | 10.6631
| 17BL | Available Headroom | 13BL-11BL | Ml/d | 2 | -11.32 | -11.32 | -11.8889 | -20.2089 | -28.4789 | -29.1889 | -29.8689 | -30.6389 | -40.2389 | -40.8089 | -41.3089 | -41.8189 | -42.2989 | -66.5189 | -66.9589 | -67.4189 | -67.9089 | -68.3789 | -68.8489 | -69.3189 | -69.8089 | -70.3389 | -70.8489 | -71.3589 | -71.8689 | -72.3889 | -72.8989 | -73.4089 | -73.9289
| 18BL | Supply Demand Balance | 17BL-16BL | Ml/d | 2 | -18.23 | -18.23 | -18.8689 | -27.2689 | -35.5756 | -36.1929 | -37.011 | -38.0981 | -47.8938 | -47.7409 | -48.675 | -49.515 | -50.5269 | -75.0894 | -74.7063 | -75.8536 | -76.6795 | -77.6284 | -78.2441 | -78.0424 | -79.5103 | -80.2895 | -81.0887 | -81.7088 | -81.6017 | -82.3013 | -83.0188 | -83.7811 | -84.592
|  | Company: | Portsmouth Water
|  | Resource Zone Name: | Company
|  | Resource Zone Number: | PRT 1
|  | Planning Scenario Name: | Dry Year Critical Period
|  | Chosen Level of Service: | 1 in 200
README

## 5. Feasible Options
Table 5: Feasible options detailed costs | [18 empty] | ENTER DISCOUNT RATE % |  |  |  | 3.5% | 3.5% | 3.5% | 3.5% | 3.5% | 3.5% | 3.5% | 3.5% | 3.5% | 3.5% | 3.5% | 3.5% | 3.5% | 3.5% | 3.5% | 3.5% | 3.5% | 3.5% | 3.5% | 3.5% | 3.5% | 3.5% | 3.5% | 3.5% | 3.5% | 3.5% | 3.5% | 3.5% | 3.5% | 3% | 3% | 3% | 3% | 3% | 3% | 3% | 3% | 3% | 3% | 3% | 3% | 3% | 3% | 3% | 3% | 3% | 3% | 3% | 3% | 3% | 3% | 3% | 3% | 3% | 3% | 3% | 3% | 3% | 3% | 3% | 3% | 3% | 3% | 3% | 3% | 3% | 3% | 3% | 3% | 3% | 3% | 3% | 3% | 3% | 2.5% | 2.5% | 2.5% | 2.5% | 2.5% | 2.5% | 2.5% | 2.5% | 2.5% | 2.5% | 2.5% | 2.5% | 2.5% | 2.5% | 2.5% | 2.5% | 2.5% | 2.5% | 2.5% | 2.5% | 2.5% | 2.5% | 2.5% | 2.5% | 2.5% | 2.5% | 2.5% | 2.5% | 2.5%
Detail the gains in WAFU / savings in demand, and the costs of feasible options under capacity use scenario | [18 empty] | ENTER DISCOUNT PERIOD (YRS) | 80 |  | 1 | 0.96618 | 0.93351 | 0.90194 | 0.87144 | 0.84197 | 0.8135 | 0.78599 | 0.75941 | 0.73373 | 0.70892 | 0.68495 | 0.66178 | 0.6394 | 0.61778 | 0.59689 | 0.57671 | 0.5572 | 0.53836 | 0.52016 | 0.50257 | 0.48557 | 0.46915 | 0.45329 | 0.43796 | 0.42315 | 0.40884 | 0.39501 | 0.38165 | 0.36875 | 0.35801 | 0.34758 | 0.33746 | 0.32763 | 0.31809 | 0.30882 | 0.29983 | 0.29109 | 0.28261 | 0.27438 | 0.26639 | 0.25863 | 0.2511 | 0.24379 | 0.23669 | 0.22979 | 0.2231 | 0.2166 | 0.21029 | 0.20417 | 0.19822 | 0.19245 | 0.18684 | 0.1814 | 0.17612 | 0.17099 | 0.16601 | 0.16117 | 0.15648 | 0.15192 | 0.14749 | 0.1432 | 0.13903 | 0.13498 | 0.13105 | 0.12723 | 0.12352 | 0.11993 | 0.11643 | 0.11304 | 0.10975 | 0.10655 | 0.10345 | 0.10044 | 0.097511 | 0.095133 | 0.092813 | 0.090549 | 0.08834 | 0.086186 | Note: If option costs are required from beyond year 80 then the NPV calculation formula must be amended manually to cover the extended period
[22 empty] | 1 | 2 | 3 | 4 | 5 | 6 | 7 | 8 | 9 | 10 | 11 | 12 | 13 | 14 | 15 | 16 | 17 | 18 | 19 | 20 | 21 | 22 | 23 | 24 | 25 | 26 | 27 | 28 | 29 | 30 | 31 | 32 | 33 | 34 | 35 | 36 | 37 | 38 | 39 | 40 | 41 | 42 | 43 | 44 | 45 | 46 | 47 | 48 | 49 | 50 | 51 | 52 | 53 | 54 | 55 | 56 | 57 | 58 | 59 | 60 | 61 | 62 | 63 | 64 | 65 | 66 | 67 | 68 | 69 | 70 | 71 | 72 | 73 | 74 | 75 | 76 | 77 | 78 | 79 | 80 | 81 | 82 | 83 | 84 | 85 | 86 | 87 | 88 | 89 | 90 | 91 | 92 | 93 | 94 | 95 | 96 | 97 | 98 | 99 | 100 | 101 | 102 | 103 | 104
Row ref | Option name | Option reference no. | Type of option | Preferred Option (Y/N) | Earliest potential option start date (Year) | Costs based on capacity | WAFU on full implementation (Ml/d) | NPV of WAFU (Ml) | CAPEX NPV (£000) | OPEX NPV (£000) | NPV of opex savings (£000) | NPV of carbon (£000) | Social & Env. NPV (£000) | TOTAL NPV (£000) | AIC (p/m3) | AISC (p/m3) | Scope confidence (score 1 to 5) | Cost confidence (score 1 to 5) | Cost component | Derivation | Unit | Year 1 | Year 2 | Year 3 | Year 4 | Year 5 | Year 6 | Year 7 | Year 8 | Year 9 | Year 10 | Year 11 | Year 12 | Year 13 | Year 14 | Year 15 | Year 16 | Year 17 | Year 18 | Year 19 | Year 20 | Year 21 | Year 22 | Year 23 | Year 24 | Year 25 | Year 26 | Year 27 | Year 28 | Year 29 | Year 30 | Year 31 | Year 32 | Year 33 | Year 34 | Year 35 | Year 36 | Year 37 | Year 38 | Year 39 | Year 40 | Year 41 | Year 42 | Year 43 | Year 44 | Year 45 | Year 46 | Year 47 | Year 48 | Year 49 | Year 50 | Year 51 | Year 52 | Year 53 | Year 54 | Year 55 | Year 56 | Year 57 | Year 58 | Year 59 | Year 60 | Year 61 | Year 62 | Year 63 | Year 64 | Year 65 | Year 66 | Year 67 | Year 68 | Year 69 | Year 70 | Year 71 | Year 72 | Year 73 | Year 74 | Year 75 | Year 76 | Year 77 | Year 78 | Year 79 | Year 80 | Year 81 | Year 82 | Year 83 | Year 84 | Year 85 | Year 86 | Year 87 | Year 88 | Year 89 | Year 90 | Year 91 | Year 92 | Year 93 | Year 94 | Year 95 | Year 96 | Year 97 | Year 98 | Year 99 | Year 100 | Year 101 | Year 102 | Year 103 | Year 104
58a | RESOURCE SIDE | bar: 1 Year 1 to 80 Year 80
58.1a | Options to increase raw water abstractions | [17 empty] | Total Mld for SDB component |  |  | 0 | 0 | 0 | 0 | 0 | 0 | 0 | 0 | 0 | 0 | 0 | 0 | 0 | 0 | 0 | 0 | 0 | 0 | 0 | 0 | 0 | 0 | 0 | 0 | 0 | 0 | 0 | 0 | 0 | 0 | 0 | 0 | 0 | 0 | 0 | 0 | 0 | 0 | 0 | 0 | 0 | 0 | 0 | 0 | 0 | 0 | 0 | 0 | 0 | 0 | 0 | 0 | 0 | 0 | 0 | 0 | 0 | 0 | 0 | 0 | 0 | 0 | 0 | 0 | 0 | 0 | 0 | 0 | 0 | 0 | 0 | 0 | 0 | 0 | 0 | 0 | 0 | 0 | 0 | 0 | 0 | 0 | 0 | 0 | 0 | 0 | 0 | 0 | 0 | 0 | 0 | 0 | 0 | 0 | 0 | 0 | 0 | 0 | 0 | 0 | 0 | 0 | 0 | 0
58.1x | Input | Input |  |  |  | Capacity | 0 | 0 | 0 | 0 | 0 | 0 | 0 | 0 | #DIV/0! | #DIV/0! |  |  | Gains in WAFU / Savings in demand | Input | Ml/d | 81 Year 81: 0; 82 Year 82: 0; 83 Year 83: 0; 84 Year 84: 0; 85 Year 85: 0; 86 Year 86: 0; 87 Year 87: 0; 88 Year 88: 0; 89 Year 89: 0; 90 Year 90: 0; 91 Year 91: 0; 92 Year 92: 0; 93 Year 93: 0; 94 Year 94: 0; 95 Year 95: 0; 96 Year 96: 0; 97 Year 97: 0; 98 Year 98: 0; 99 Year 99: 0; 100 Year 100: 0; 101 Year 101: 0; 102 Year 102: 0; 103 Year 103: 0; 104 Year 104: 0
[19 empty] | Fixed capex | Input | £000s | 81 Year 81: 0; 82 Year 82: 0; 83 Year 83: 0; 84 Year 84: 0; 85 Year 85: 0; 86 Year 86: 0; 87 Year 87: 0; 88 Year 88: 0; 89 Year 89: 0; 90 Year 90: 0; 91 Year 91: 0; 92 Year 92: 0; 93 Year 93: 0; 94 Year 94: 0; 95 Year 95: 0; 96 Year 96: 0; 97 Year 97: 0; 98 Year 98: 0; 99 Year 99: 0; 100 Year 100: 0; 101 Year 101: 0; 102 Year 102: 0; 103 Year 103: 0; 104 Year 104: 0
[19 empty] | Variable capex | Input | £000s | 81 Year 81: 0; 82 Year 82: 0; 83 Year 83: 0; 84 Year 84: 0; 85 Year 85: 0; 86 Year 86: 0; 87 Year 87: 0; 88 Year 88: 0; 89 Year 89: 0; 90 Year 90: 0; 91 Year 91: 0; 92 Year 92: 0; 93 Year 93: 0; 94 Year 94: 0; 95 Year 95: 0; 96 Year 96: 0; 97 Year 97: 0; 98 Year 98: 0; 99 Year 99: 0; 100 Year 100: 0; 101 Year 101: 0; 102 Year 102: 0; 103 Year 103: 0; 104 Year 104: 0
[19 empty] | Financing costs | Input | £000s
[19 empty] | Fixed opex | Input | £000s | 81 Year 81: 0; 82 Year 82: 0; 83 Year 83: 0; 84 Year 84: 0; 85 Year 85: 0; 86 Year 86: 0; 87 Year 87: 0; 88 Year 88: 0; 89 Year 89: 0; 90 Year 90: 0; 91 Year 91: 0; 92 Year 92: 0; 93 Year 93: 0; 94 Year 94: 0; 95 Year 95: 0; 96 Year 96: 0; 97 Year 97: 0; 98 Year 98: 0; 99 Year 99: 0; 100 Year 100: 0; 101 Year 101: 0; 102 Year 102: 0; 103 Year 103: 0; 104 Year 104: 0
[19 empty] | Variable opex | Input | £000s | 81 Year 81: 0; 82 Year 82: 0; 83 Year 83: 0; 84 Year 84: 0; 85 Year 85: 0; 86 Year 86: 0; 87 Year 87: 0; 88 Year 88: 0; 89 Year 89: 0; 90 Year 90: 0; 91 Year 91: 0; 92 Year 92: 0; 93 Year 93: 0; 94 Year 94: 0; 95 Year 95: 0; 96 Year 96: 0; 97 Year 97: 0; 98 Year 98: 0; 99 Year 99: 0; 100 Year 100: 0; 101 Year 101: 0; 102 Year 102: 0; 103 Year 103: 0; 104 Year 104: 0
[19 empty] | Opex savings | Input | £000s | 81 Year 81: 0; 82 Year 82: 0; 83 Year 83: 0; 84 Year 84: 0; 85 Year 85: 0; 86 Year 86: 0; 87 Year 87: 0; 88 Year 88: 0; 89 Year 89: 0; 90 Year 90: 0; 91 Year 91: 0; 92 Year 92: 0; 93 Year 93: 0; 94 Year 94: 0; 95 Year 95: 0; 96 Year 96: 0; 97 Year 97: 0; 98 Year 98: 0; 99 Year 99: 0; 100 Year 100: 0; 101 Year 101: 0; 102 Year 102: 0; 103 Year 103: 0; 104 Year 104: 0
[19 empty] | Fixed env & social | Input | £000s | 81 Year 81: 0; 82 Year 82: 0; 83 Year 83: 0; 84 Year 84: 0; 85 Year 85: 0; 86 Year 86: 0; 87 Year 87: 0; 88 Year 88: 0; 89 Year 89: 0; 90 Year 90: 0; 91 Year 91: 0; 92 Year 92: 0; 93 Year 93: 0; 94 Year 94: 0; 95 Year 95: 0; 96 Year 96: 0; 97 Year 97: 0; 98 Year 98: 0; 99 Year 99: 0; 100 Year 100: 0; 101 Year 101: 0; 102 Year 102: 0; 103 Year 103: 0; 104 Year 104: 0
[19 empty] | Variable env & social | Input | £000s | 81 Year 81: 0; 82 Year 82: 0; 83 Year 83: 0; 84 Year 84: 0; 85 Year 85: 0; 86 Year 86: 0; 87 Year 87: 0; 88 Year 88: 0; 89 Year 89: 0; 90 Year 90: 0; 91 Year 91: 0; 92 Year 92: 0; 93 Year 93: 0; 94 Year 94: 0; 95 Year 95: 0; 96 Year 96: 0; 97 Year 97: 0; 98 Year 98: 0; 99 Year 99: 0; 100 Year 100: 0; 101 Year 101: 0; 102 Year 102: 0; 103 Year 103: 0; 104 Year 104: 0
[19 empty] | Fixed carbon costs | Input | £000s | 81 Year 81: 0; 82 Year 82: 0; 83 Year 83: 0; 84 Year 84: 0; 85 Year 85: 0; 86 Year 86: 0; 87 Year 87: 0; 88 Year 88: 0; 89 Year 89: 0; 90 Year 90: 0; 91 Year 91: 0; 92 Year 92: 0; 93 Year 93: 0; 94 Year 94: 0; 95 Year 95: 0; 96 Year 96: 0; 97 Year 97: 0; 98 Year 98: 0; 99 Year 99: 0; 100 Year 100: 0; 101 Year 101: 0; 102 Year 102: 0; 103 Year 103: 0; 104 Year 104: 0
[19 empty] | Variable carbon costs | Input | £000s | 81 Year 81: 0; 82 Year 82: 0; 83 Year 83: 0; 84 Year 84: 0; 85 Year 85: 0; 86 Year 86: 0; 87 Year 87: 0; 88 Year 88: 0; 89 Year 89: 0; 90 Year 90: 0; 91 Year 91: 0; 92 Year 92: 0; 93 Year 93: 0; 94 Year 94: 0; 95 Year 95: 0; 96 Year 96: 0; 97 Year 97: 0; 98 Year 98: 0; 99 Year 99: 0; 100 Year 100: 0; 101 Year 101: 0; 102 Year 102: 0; 103 Year 103: 0; 104 Year 104: 0
[19 empty] | Customer willingness to pay | Input | £000s | 81 Year 81: 0; 82 Year 82: 0; 83 Year 83: 0; 84 Year 84: 0; 85 Year 85: 0; 86 Year 86: 0; 87 Year 87: 0; 88 Year 88: 0; 89 Year 89: 0; 90 Year 90: 0; 91 Year 91: 0; 92 Year 92: 0; 93 Year 93: 0; 94 Year 94: 0; 95 Year 95: 0; 96 Year 96: 0; 97 Year 97: 0; 98 Year 98: 0; 99 Year 99: 0; 100 Year 100: 0; 101 Year 101: 0; 102 Year 102: 0; 103 Year 103: 0; 104 Year 104: 0
[19 empty] | Total | Sum of above (excl WAFU) | £000s | 0 | 0 | 0 | 0 | 0 | 0 | 0 | 0 | 0 | 0 | 0 | 0 | 0 | 0 | 0 | 0 | 0 | 0 | 0 | 0 | 0 | 0 | 0 | 0 | 0 | 0 | 0 | 0 | 0 | 0 | 0 | 0 | 0 | 0 | 0 | 0 | 0 | 0 | 0 | 0 | 0 | 0 | 0 | 0 | 0 | 0 | 0 | 0 | 0 | 0 | 0 | 0 | 0 | 0 | 0 | 0 | 0 | 0 | 0 | 0 | 0 | 0 | 0 | 0 | 0 | 0 | 0 | 0 | 0 | 0 | 0 | 0 | 0 | 0 | 0 | 0 | 0 | 0 | 0 | 0 | 0 | 0 | 0 | 0 | 0 | 0 | 0 | 0 | 0 | 0 | 0 | 0 | 0 | 0 | 0 | 0 | 0 | 0 | 0 | 0 | 0 | 0 | 0 | 0
58.2a | Options to increase raw imports | [20 empty] | 0 | 0 | 0 | 0 | 0 | 0 | 0 | 0 | 0 | 0 | 0 | 0 | 0 | 0 | 0 | 0 | 0 | 0 | 0 | 0 | 0 | 0 | 0 | 0 | 0 | 0 | 0 | 0 | 0 | 0 | 0 | 0 | 0 | 0 | 0 | 0 | 0 | 0 | 0 | 0 | 0 | 0 | 0 | 0 | 0 | 0 | 0 | 0 | 0 | 0 | 0 | 0 | 0 | 0 | 0 | 0 | 0 | 0 | 0 | 0 | 0 | 0 | 0 | 0 | 0 | 0 | 0 | 0 | 0 | 0 | 0 | 0 | 0 | 0 | 0 | 0 | 0 | 0 | 0 | 0 | 0 | 0 | 0 | 0 | 0 | 0 | 0 | 0 | 0 | 0 | 0 | 0 | 0 | 0 | 0 | 0 | 0 | 0 | 0 | 0 | 0 | 0 | 0 | 0
58.3a | Options to increase potable imports | [20 empty] | 0 | 0 | 0 | 0 | 0 | 0 | 0 | 0 | 0 | 0 | 0 | 0 | 0 | 0 | 0 | 0 | 0 | 0 | 0 | 0 | 0 | 0 | 0 | 0 | 0 | 0 | 0 | 0 | 0 | 0 | 0 | 0 | 0 | 0 | 0 | 0 | 0 | 0 | 0 | 0 | 0 | 0 | 0 | 0 | 0 | 0 | 0 | 0 | 0 | 0 | 0 | 0 | 0 | 0 | 0 | 0 | 0 | 0 | 0 | 0 | 0 | 0 | 0 | 0 | 0 | 0 | 0 | 0 | 0 | 0 | 0 | 0 | 0 | 0 | 0 | 0 | 0 | 0 | 0 | 0 | 0 | 0 | 0 | 0 | 0 | 0 | 0 | 0 | 0 | 0 | 0 | 0 | 0 | 0 | 0 | 0 | 0 | 0 | 0 | 0 | 0 | 0 | 0 | 0
58.4a | Options to reduce raw water losses and operational use | [20 empty] | 0 | 0 | 0 | 0 | 0 | 0 | 0 | 0 | 0 | 0 | 0 | 0 | 0 | 0 | 0 | 0 | 0 | 0 | 0 | 0 | 0 | 0 | 0 | 0 | 0 | 0 | 0 | 0 | 0 | 0 | 0 | 0 | 0 | 0 | 0 | 0 | 0 | 0 | 0 | 0 | 0 | 0 | 0 | 0 | 0 | 0 | 0 | 0 | 0 | 0 | 0 | 0 | 0 | 0 | 0 | 0 | 0 | 0 | 0 | 0 | 0 | 0 | 0 | 0 | 0 | 0 | 0 | 0 | 0 | 0 | 0 | 0 | 0 | 0 | 0 | 0 | 0 | 0 | 0 | 0 | 0 | 0 | 0 | 0 | 0 | 0 | 0 | 0 | 0 | 0 | 0 | 0 | 0 | 0 | 0 | 0 | 0 | 0 | 0 | 0 | 0 | 0 | 0 | 0
58.5a | Options to reduce raw water exports | [20 empty] | 0 | 0 | 0 | 0 | 0 | 0 | 0 | 0 | 0 | 0 | 0 | 0 | 0 | 0 | 0 | 0 | 0 | 0 | 0 | 0 | 0 | 0 | 0 | 0 | 0 | 0 | 0 | 0 | 0 | 0 | 0 | 0 | 0 | 0 | 0 | 0 | 0 | 0 | 0 | 0 | 0 | 0 | 0 | 0 | 0 | 0 | 0 | 0 | 0 | 0 | 0 | 0 | 0 | 0 | 0 | 0 | 0 | 0 | 0 | 0 | 0 | 0 | 0 | 0 | 0 | 0 | 0 | 0 | 0 | 0 | 0 | 0 | 0 | 0 | 0 | 0 | 0 | 0 | 0 | 0 | 0 | 0 | 0 | 0 | 0 | 0 | 0 | 0 | 0 | 0 | 0 | 0 | 0 | 0 | 0 | 0 | 0 | 0 | 0 | 0 | 0 | 0 | 0 | 0
58.6a | Options to reduce potable water exports | [20 empty] | 0 | 0 | 0 | 0 | 0 | 0 | 0 | 0 | 0 | 0 | 0 | 0 | 0 | 0 | 0 | 0 | 0 | 0 | 0 | 0 | 0 | 0 | 0 | 0 | 0 | 0 | 0 | 0 | 0 | 0 | 0 | 0 | 0 | 0 | 0 | 0 | 0 | 0 | 0 | 0 | 0 | 0 | 0 | 0 | 0 | 0 | 0 | 0 | 0 | 0 | 0 | 0 | 0 | 0 | 0 | 0 | 0 | 0 | 0 | 0 | 0 | 0 | 0 | 0 | 0 | 0 | 0 | 0 | 0 | 0 | 0 | 0 | 0 | 0 | 0 | 0 | 0 | 0 | 0 | 0 | 0 | 0 | 0 | 0 | 0 | 0 | 0 | 0 | 0 | 0 | 0 | 0 | 0 | 0 | 0 | 0 | 0 | 0 | 0 | 0 | 0 | 0 | 0 | 0
58.7a | Other options to increase Deployable Output | [20 empty] | 0 | 0 | 0 | 0 | 0 | 0 | 0 | 0 | 0 | 0 | 0 | 0 | 0 | 0 | 0 | 0 | 0 | 0 | 0 | 0 | 0 | 0 | 0 | 0 | 0 | 0 | 0 | 0 | 0 | 0 | 0 | 0 | 0 | 0 | 0 | 0 | 0 | 0 | 0 | 0 | 0 | 0 | 0 | 0 | 0 | 0 | 0 | 0 | 0 | 0 | 0 | 0 | 0 | 0 | 0 | 0 | 0 | 0 | 0 | 0 | 0 | 0 | 0 | 0 | 0 | 0 | 0 | 0 | 0 | 0 | 0 | 0 | 0 | 0 | 0 | 0 | 0 | 0 | 0 | 0 | 0 | 0 | 0 | 0 | 0 | 0 | 0 | 0 | 0 | 0 | 0 | 0 | 0 | 0 | 0 | 0 | 0 | 0 | 0 | 0 | 0 | 0 | 0 | 0
59a | DISTRIBUTION SIDE | bar: 1 Year 1 to 80 Year 80
59.1a | Options to reduce Distribution Losses | [20 empty] | 0 | 0 | 0 | 0 | 0 | 0 | 0 | 0 | 0 | 0 | 0 | 0 | 0 | 0 | 0 | 0 | 0 | 0 | 0 | 0 | 0 | 0 | 0 | 0 | 0 | 0 | 0 | 0 | 0 | 0 | 0 | 0 | 0 | 0 | 0 | 0 | 0 | 0 | 0 | 0 | 0 | 0 | 0 | 0 | 0 | 0 | 0 | 0 | 0 | 0 | 0 | 0 | 0 | 0 | 0 | 0 | 0 | 0 | 0 | 0 | 0 | 0 | 0 | 0 | 0 | 0 | 0 | 0 | 0 | 0 | 0 | 0 | 0 | 0 | 0 | 0 | 0 | 0 | 0 | 0 | 0 | 0 | 0 | 0 | 0 | 0 | 0 | 0 | 0 | 0 | 0 | 0 | 0 | 0 | 0 | 0 | 0 | 0 | 0 | 0 | 0 | 0 | 0 | 0
59.2a | Options to reduce Distribution System Operating Use (DSOU) losses | [20 empty] | 0 | 0 | 0 | 0 | 0 | 0 | 0 | 0 | 0 | 0 | 0 | 0 | 0 | 0 | 0 | 0 | 0 | 0 | 0 | 0 | 0 | 0 | 0 | 0 | 0 | 0 | 0 | 0 | 0 | 0 | 0 | 0 | 0 | 0 | 0 | 0 | 0 | 0 | 0 | 0 | 0 | 0 | 0 | 0 | 0 | 0 | 0 | 0 | 0 | 0 | 0 | 0 | 0 | 0 | 0 | 0 | 0 | 0 | 0 | 0 | 0 | 0 | 0 | 0 | 0 | 0 | 0 | 0 | 0 | 0 | 0 | 0 | 0 | 0 | 0 | 0 | 0 | 0 | 0 | 0 | 0 | 0 | 0 | 0 | 0 | 0 | 0 | 0 | 0 | 0 | 0 | 0 | 0 | 0 | 0 | 0 | 0 | 0 | 0 | 0 | 0 | 0 | 0 | 0
60a | PRODUCTION SIDE | bar: 1 Year 1 to 80 Year 80
60.1a | Options to reduce treatment works losses | [20 empty] | 0 | 0 | 0 | 0 | 0 | 0 | 0 | 0 | 0 | 0 | 0 | 0 | 0 | 0 | 0 | 0 | 0 | 0 | 0 | 0 | 0 | 0 | 0 | 0 | 0 | 0 | 0 | 0 | 0 | 0 | 0 | 0 | 0 | 0 | 0 | 0 | 0 | 0 | 0 | 0 | 0 | 0 | 0 | 0 | 0 | 0 | 0 | 0 | 0 | 0 | 0 | 0 | 0 | 0 | 0 | 0 | 0 | 0 | 0 | 0 | 0 | 0 | 0 | 0 | 0 | 0 | 0 | 0 | 0 | 0 | 0 | 0 | 0 | 0 | 0 | 0 | 0 | 0 | 0 | 0 | 0 | 0 | 0 | 0 | 0 | 0 | 0 | 0 | 0 | 0 | 0 | 0 | 0 | 0 | 0 | 0 | 0 | 0 | 0 | 0 | 0 | 0 | 0 | 0
60.2a | Options to reduce outage | [20 empty] | 0 | 0 | 0 | 0 | 0 | 0 | 0 | 0 | 0 | 0 | 0 | 0 | 0 | 0 | 0 | 0 | 0 | 0 | 0 | 0 | 0 | 0 | 0 | 0 | 0 | 0 | 0 | 0 | 0 | 0 | 0 | 0 | 0 | 0 | 0 | 0 | 0 | 0 | 0 | 0 | 0 | 0 | 0 | 0 | 0 | 0 | 0 | 0 | 0 | 0 | 0 | 0 | 0 | 0 | 0 | 0 | 0 | 0 | 0 | 0 | 0 | 0 | 0 | 0 | 0 | 0 | 0 | 0 | 0 | 0 | 0 | 0 | 0 | 0 | 0 | 0 | 0 | 0 | 0 | 0 | 0 | 0 | 0 | 0 | 0 | 0 | 0 | 0 | 0 | 0 | 0 | 0 | 0 | 0 | 0 | 0 | 0 | 0 | 0 | 0 | 0 | 0 | 0 | 0
61a | CUSTOMER SIDE | bar: 1 Year 1 to 80 Year 80
61.1a | Options to change volume delivered to measured non households | [20 empty] | 0 | 0 | 0 | 0 | 0 | 0 | 0 | 0 | 0 | 0 | 0 | 0 | 0 | 0 | 0 | 0 | 0 | 0 | 0 | 0 | 0 | 0 | 0 | 0 | 0 | 0 | 0 | 0 | 0 | 0 | 0 | 0 | 0 | 0 | 0 | 0 | 0 | 0 | 0 | 0 | 0 | 0 | 0 | 0 | 0 | 0 | 0 | 0 | 0 | 0 | 0 | 0 | 0 | 0 | 0 | 0 | 0 | 0 | 0 | 0 | 0 | 0 | 0 | 0 | 0 | 0 | 0 | 0 | 0 | 0 | 0 | 0 | 0 | 0 | 0 | 0 | 0 | 0 | 0 | 0 | 0 | 0 | 0 | 0 | 0 | 0 | 0 | 0 | 0 | 0 | 0 | 0 | 0 | 0 | 0 | 0 | 0 | 0 | 0 | 0 | 0 | 0 | 0 | 0
61.2a | Options to change volume delivered to unmeasured non households | [20 empty] | 0 | 0 | 0 | 0 | 0 | 0 | 0 | 0 | 0 | 0 | 0 | 0 | 0 | 0 | 0 | 0 | 0 | 0 | 0 | 0 | 0 | 0 | 0 | 0 | 0 | 0 | 0 | 0 | 0 | 0 | 0 | 0 | 0 | 0 | 0 | 0 | 0 | 0 | 0 | 0 | 0 | 0 | 0 | 0 | 0 | 0 | 0 | 0 | 0 | 0 | 0 | 0 | 0 | 0 | 0 | 0 | 0 | 0 | 0 | 0 | 0 | 0 | 0 | 0 | 0 | 0 | 0 | 0 | 0 | 0 | 0 | 0 | 0 | 0 | 0 | 0 | 0 | 0 | 0 | 0 | 0 | 0 | 0 | 0 | 0 | 0 | 0 | 0 | 0 | 0 | 0 | 0 | 0 | 0 | 0 | 0 | 0 | 0 | 0 | 0 | 0 | 0 | 0 | 0
61.3a | Options to change volume delivered to measured households | [20 empty] | 0 | 0 | 0 | 0 | 0 | 0 | 0 | 0 | 0 | 0 | 0 | 0 | 0 | 0 | 0 | 0 | 0 | 0 | 0 | 0 | 0 | 0 | 0 | 0 | 0 | 0 | 0 | 0 | 0 | 0 | 0 | 0 | 0 | 0 | 0 | 0 | 0 | 0 | 0 | 0 | 0 | 0 | 0 | 0 | 0 | 0 | 0 | 0 | 0 | 0 | 0 | 0 | 0 | 0 | 0 | 0 | 0 | 0 | 0 | 0 | 0 | 0 | 0 | 0 | 0 | 0 | 0 | 0 | 0 | 0 | 0 | 0 | 0 | 0 | 0 | 0 | 0 | 0 | 0 | 0 | 0 | 0 | 0 | 0 | 0 | 0 | 0 | 0 | 0 | 0 | 0 | 0 | 0 | 0 | 0 | 0 | 0 | 0 | 0 | 0 | 0 | 0 | 0 | 0
61.4a | Options to change volume delivered to unmeasured households | [20 empty] | 0 | 0 | 0 | 0 | 0 | 0 | 0 | 0 | 0 | 0 | 0 | 0 | 0 | 0 | 0 | 0 | 0 | 0 | 0 | 0 | 0 | 0 | 0 | 0 | 0 | 0 | 0 | 0 | 0 | 0 | 0 | 0 | 0 | 0 | 0 | 0 | 0 | 0 | 0 | 0 | 0 | 0 | 0 | 0 | 0 | 0 | 0 | 0 | 0 | 0 | 0 | 0 | 0 | 0 | 0 | 0 | 0 | 0 | 0 | 0 | 0 | 0 | 0 | 0 | 0 | 0 | 0 | 0 | 0 | 0 | 0 | 0 | 0 | 0 | 0 | 0 | 0 | 0 | 0 | 0 | 0 | 0 | 0 | 0 | 0 | 0 | 0 | 0 | 0 | 0 | 0 | 0 | 0 | 0 | 0 | 0 | 0 | 0 | 0 | 0 | 0 | 0 | 0 | 0
61.5a | Options to reduce water taken unbilled | [20 empty] | 0 | 0 | 0 | 0 | 0 | 0 | 0 | 0 | 0 | 0 | 0 | 0 | 0 | 0 | 0 | 0 | 0 | 0 | 0 | 0 | 0 | 0 | 0 | 0 | 0 | 0 | 0 | 0 | 0 | 0 | 0 | 0 | 0 | 0 | 0 | 0 | 0 | 0 | 0 | 0 | 0 | 0 | 0 | 0 | 0 | 0 | 0 | 0 | 0 | 0 | 0 | 0 | 0 | 0 | 0 | 0 | 0 | 0 | 0 | 0 | 0 | 0 | 0 | 0 | 0 | 0 | 0 | 0 | 0 | 0 | 0 | 0 | 0 | 0 | 0 | 0 | 0 | 0 | 0 | 0 | 0 | 0 | 0 | 0 | 0 | 0 | 0 | 0 | 0 | 0 | 0 | 0 | 0 | 0 | 0 | 0 | 0 | 0 | 0 | 0 | 0 | 0 | 0 | 0
61.6a | Options impacting on measured Non Household - USPL | [20 empty] | 0 | 0 | 0 | 0 | 0 | 0 | 0 | 0 | 0 | 0 | 0 | 0 | 0 | 0 | 0 | 0 | 0 | 0 | 0 | 0 | 0 | 0 | 0 | 0 | 0 | 0 | 0 | 0 | 0 | 0 | 0 | 0 | 0 | 0 | 0 | 0 | 0 | 0 | 0 | 0 | 0 | 0 | 0 | 0 | 0 | 0 | 0 | 0 | 0 | 0 | 0 | 0 | 0 | 0 | 0 | 0 | 0 | 0 | 0 | 0 | 0 | 0 | 0 | 0 | 0 | 0 | 0 | 0 | 0 | 0 | 0 | 0 | 0 | 0 | 0 | 0 | 0 | 0 | 0 | 0 | 0 | 0 | 0 | 0 | 0 | 0 | 0 | 0 | 0 | 0 | 0 | 0 | 0 | 0 | 0 | 0 | 0 | 0 | 0 | 0 | 0 | 0 | 0 | 0
61.7a | Options impacting on unmeasured Non Household - USPL | [20 empty] | 0 | 0 | 0 | 0 | 0 | 0 | 0 | 0 | 0 | 0 | 0 | 0 | 0 | 0 | 0 | 0 | 0 | 0 | 0 | 0 | 0 | 0 | 0 | 0 | 0 | 0 | 0 | 0 | 0 | 0 | 0 | 0 | 0 | 0 | 0 | 0 | 0 | 0 | 0 | 0 | 0 | 0 | 0 | 0 | 0 | 0 | 0 | 0 | 0 | 0 | 0 | 0 | 0 | 0 | 0 | 0 | 0 | 0 | 0 | 0 | 0 | 0 | 0 | 0 | 0 | 0 | 0 | 0 | 0 | 0 | 0 | 0 | 0 | 0 | 0 | 0 | 0 | 0 | 0 | 0 | 0 | 0 | 0 | 0 | 0 | 0 | 0 | 0 | 0 | 0 | 0 | 0 | 0 | 0 | 0 | 0 | 0 | 0 | 0 | 0 | 0 | 0 | 0 | 0
61.8a | Options impacting on measured Household - USPL | [20 empty] | 0 | 0 | 0 | 0 | 0 | 0 | 0 | 0 | 0 | 0 | 0 | 0 | 0 | 0 | 0 | 0 | 0 | 0 | 0 | 0 | 0 | 0 | 0 | 0 | 0 | 0 | 0 | 0 | 0 | 0 | 0 | 0 | 0 | 0 | 0 | 0 | 0 | 0 | 0 | 0 | 0 | 0 | 0 | 0 | 0 | 0 | 0 | 0 | 0 | 0 | 0 | 0 | 0 | 0 | 0 | 0 | 0 | 0 | 0 | 0 | 0 | 0 | 0 | 0 | 0 | 0 | 0 | 0 | 0 | 0 | 0 | 0 | 0 | 0 | 0 | 0 | 0 | 0 | 0 | 0 | 0 | 0 | 0 | 0 | 0 | 0 | 0 | 0 | 0 | 0 | 0 | 0 | 0 | 0 | 0 | 0 | 0 | 0 | 0 | 0 | 0 | 0 | 0 | 0
61.9a | Options impacting on unmeasured Household - USPL | [20 empty] | 0 | 0 | 0 | 0 | 0 | 0 | 0 | 0 | 0 | 0 | 0 | 0 | 0 | 0 | 0 | 0 | 0 | 0 | 0 | 0 | 0 | 0 | 0 | 0 | 0 | 0 | 0 | 0 | 0 | 0 | 0 | 0 | 0 | 0 | 0 | 0 | 0 | 0 | 0 | 0 | 0 | 0 | 0 | 0 | 0 | 0 | 0 | 0 | 0 | 0 | 0 | 0 | 0 | 0 | 0 | 0 | 0 | 0 | 0 | 0 | 0 | 0 | 0 | 0 | 0 | 0 | 0 | 0 | 0 | 0 | 0 | 0 | 0 | 0 | 0 | 0 | 0 | 0 | 0 | 0 | 0 | 0 | 0 | 0 | 0 | 0 | 0 | 0 | 0 | 0 | 0 | 0 | 0 | 0 | 0 | 0 | 0 | 0 | 0 | 0 | 0 | 0 | 0 | 0
61.10a | Options impacting on Void properties - USPL | [20 empty] | 0 | 0 | 0 | 0 | 0 | 0 | 0 | 0 | 0 | 0 | 0 | 0 | 0 | 0 | 0 | 0 | 0 | 0 | 0 | 0 | 0 | 0 | 0 | 0 | 0 | 0 | 0 | 0 | 0 | 0 | 0 | 0 | 0 | 0 | 0 | 0 | 0 | 0 | 0 | 0 | 0 | 0 | 0 | 0 | 0 | 0 | 0 | 0 | 0 | 0 | 0 | 0 | 0 | 0 | 0 | 0 | 0 | 0 | 0 | 0 | 0 | 0 | 0 | 0 | 0 | 0 | 0 | 0 | 0 | 0 | 0 | 0 | 0 | 0 | 0 | 0 | 0 | 0 | 0 | 0 | 0 | 0 | 0 | 0 | 0 | 0 | 0 | 0 | 0 | 0 | 0 | 0 | 0 | 0 | 0 | 0 | 0 | 0 | 0 | 0 | 0 | 0 | 0 | 0
RZCOSTSHERE
| Company: | Portsmouth Water
| Resource Zone Name: | Company
| Resource Zone Number: | PRT 1
| Planning Scenario Name: | Dry Year Critical Period
| Chosen Level of Service: | 1 in 200
Start dates | Option Categories
2020-21 | Aquifer recharge
2021-22 | Bulk supply
2022-23 | Conjunctive use
2023-24 | Desalination
2024-25 | Effluent reuse
2025-26 | GW enhancement
2026-27 | GW new
2027-28 | Reservoir enlargement
2028-29 | New reservoir
2029-30 | SW enhancement
2030-31 | SW new
2031-32
2032-33
2033-34 | Active leakage management
2034-35 | Mains repair
2035-36 | Mains replacement (not trunk mains)
2036-37 | Pressure management
2037-38 | Other leakage control
2038-39 | Trunk mains renewal
2039-40 | Pumps
2040-41 | Service reservoir
2041-42
2042-43
2043-44 | Water treatment works loss recovery
2044-45 | Water treatment works capacity increase
Cistern displacement device
Household water audit
Commercial water audit
Customer education / awareness
Other water efficiency
Metering optants
Metering change of occupancy
Metering compulsory
Metering other selective
Supply pipe repairs / replacement
Outdoor water efficiency devices
Retrofitting indoor water efficiency devices
Alternative tariffs
Collaborative R&D
Note on DW1: Author: At year 126 this drops to 2%
Note on V2: The original formulae assumed 80 whatever number was put here. The formulae in this sheet will take account of the number.
Note on X2: Cells X2:CY2 contain a factor to calculate NPV based on variable discount rate - please do not adjust
Note on CY2: Formula can be copied across to the right if appraisal period extends beyond 80 years

## 6. Preferred (Scenario Yr)
Table 6: Preferred list of water management options
DRY YEAR PLANNED GAINS IN WAFU OR SAVINGS IN DEMAND (Ml/d) - TO BE COMPLETED FOR ALL PREFERRED OPTIONS (WAFU gains for each year are individual year gains and not cumulative gains)
Row Ref | Option Name [Insert / delete non-numbered lines to suit] | Option Reference No. | Unit | Decimal places | 2017/18 | For info 2017-18 | For info 2018-19 | For info 2019-20 | 2020-21 | 2021-22 | 2022-23 | 2023-24 | 2024-25 | 2025-26 | 2026-27 | 2027-28 | 2028-29 | 2029-2030 | 2030-2031 | 2031-2032 | 2032-33 | 2033-34 | 2034-35 | 2035-36 | 2036-37 | 2037-38 | 2038-39 | 2039-40 | 2040-41 | 2041-42 | 2042-43 | 2043-44 | 2044-45
58 | Resource Management | - | Ml/d | 2 | 8.5 | 8.5 | 8.5 | 16.3 | 16.3 | 16.3 | 16.3 | 16.3 | 31.3 | 31.3 | 31.3 | 31.3 | 31.3 | 81.3 | 81.3 | 81.3 | 81.3 | 81.3 | 81.3 | 81.3 | 81.3 | 81.3 | 81.3 | 81.3 | 81.3 | 81.3 | 81.3 | 81.3 | 81.3
58.1 | Increase raw water abstractions | - | Ml/d | 2 | 8.5 | 8.5 | 8.5 | 16.3 | 16.3 | 16.3 | 16.3 | 16.3 | 31.3 | 31.3 | 31.3 | 31.3 | 31.3 | 81.3 | 81.3 | 81.3 | 81.3 | 81.3 | 81.3 | 81.3 | 81.3 | 81.3 | 81.3 | 81.3 | 81.3 | 81.3 | 81.3 | 81.3 | 81.3
- | Havant Thicket Reservoir | R013 | Ml/d | 2 | 0 | 0 | 0 | 0 | 0 | 0 | 0 | 0 | 0 | 0 | 0 | 0 | 0 | 50 | 50 | 50 | 50 | 50 | 50 | 50 | 50 | 50 | 50 | 50 | 50 | 50 | 50 | 50 | 50
| Source J Boreholes | R022a | Ml/d | 2 | 0 | 0 | 0 | 0 | 0 | 0 | 0 | 0 | 15 | 15 | 15 | 15 | 15 | 15 | 15 | 15 | 15 | 15 | 15 | 15 | 15 | 15 | 15 | 15 | 15 | 15 | 15 | 15 | 15
| Source C DO Recovery | R024a | Ml/d | 2 | 0 | 0 | 0 | 4 | 4 | 4 | 4 | 4 | 4 | 4 | 4 | 4 | 4 | 4 | 4 | 4 | 4 | 4 | 4 | 4 | 4 | 4 | 4 | 4 | 4 | 4 | 4 | 4 | 4
| Source H DO Recovery | R023a | Ml/d | 2 | 0 | 0 | 0 | 2 | 2 | 2 | 2 | 2 | 2 | 2 | 2 | 2 | 2 | 2 | 2 | 2 | 2 | 2 | 2 | 2 | 2 | 2 | 2 | 2 | 2 | 2 | 2 | 2 | 2
| Source O DO Recovery | R021a | Ml/d | 2 | 0 | 0 | 0 | 1.8 | 1.8 | 1.8 | 1.8 | 1.8 | 1.8 | 1.8 | 1.8 | 1.8 | 1.8 | 1.8 | 1.8 | 1.8 | 1.8 | 1.8 | 1.8 | 1.8 | 1.8 | 1.8 | 1.8 | 1.8 | 1.8 | 1.8 | 1.8 | 1.8 | 1.8
| Source S Drought Permit | R068 | Ml/d | 2 | 8.5 | 8.5 | 8.5 | 8.5 | 8.5 | 8.5 | 8.5 | 8.5 | 8.5 | 8.5 | 8.5 | 8.5 | 8.5 | 8.5 | 8.5 | 8.5 | 8.5 | 8.5 | 8.5 | 8.5 | 8.5 | 8.5 | 8.5 | 8.5 | 8.5 | 8.5 | 8.5 | 8.5 | 8.5
- | (insert row above) | - | - |  | - | - | - | - | bar: 2020-21 to 2044-45
58.2 | Raw water imports | - | Ml/d | 2 | 0 | 0 | 0 | 0 | 0 | 0 | 0 | 0 | 0 | 0 | 0 | 0 | 0 | 0 | 0 | 0 | 0 | 0 | 0 | 0 | 0 | 0 | 0 | 0 | 0 | 0 | 0 | 0 | 0
-
- | (insert row above) | - | - |  | - | - | - | - | bar: 2020-21 to 2044-45
58.3 | Potable water Imports (input reductions as -ve) | - | Ml/d | 2 | 0 | 0 | 0 | 0 | 0 | 0 | 0 | 0 | 0 | 0 | 0 | 0 | 0 | 0 | 0 | 0 | 0 | 0 | 0 | 0 | 0 | 0 | 0 | 0 | 0 | 0 | 0 | 0 | 0
-
- | (insert row above) | - | - |  | - | - | - | - | bar: 2020-21 to 2044-45
58.4 | Reduce raw water losses and operational use (input as -ve) | - | Ml/d | 2 | 0 | 0 | 0 | 0 | 0 | 0 | 0 | 0 | 0 | 0 | 0 | 0 | 0 | 0 | 0 | 0 | 0 | 0 | 0 | 0 | 0 | 0 | 0 | 0 | 0 | 0 | 0 | 0 | 0
- |  |  | Ml/d | 2
- | (insert row above) | - | - |  | - | - | - | - | bar: 2020-21 to 2044-45
58.5 | Reduced raw water export (including non potable supplies) |  | Ml/d | 2 | 0 | 0 | 0 | 0 | 0 | 0 | 0 | 0 | 0 | 0 | 0 | 0 | 0 | 0 | 0 | 0 | 0 | 0 | 0 | 0 | 0 | 0 | 0 | 0 | 0 | 0 | 0 | 0 | 0
58.51 | Reduce raw water exports (input as -ve) | - | Ml/d | 2 | 0 | 0 | 0 | 0 | 0 | 0 | 0 | 0 | 0 | 0 | 0 | 0 | 0 | 0 | 0 | 0 | 0 | 0 | 0 | 0 | 0 | 0 | 0 | 0 | 0 | 0 | 0 | 0 | 0
-
- | (insert row above) | - | - |  | - | - | - | - | bar: 2020-21 to 2044-45
58.52 | Reduce non potable supplies (input as -ve) | - | Ml/d | 2 | 0 | 0 | 0 | 0 | 0 | 0 | 0 | 0 | 0 | 0 | 0 | 0 | 0 | 0 | 0 | 0 | 0 | 0 | 0 | 0 | 0 | 0 | 0 | 0 | 0 | 0 | 0 | 0 | 0
-
- | (insert row above) | - | - |  | - | - | - | - | bar: 2020-21 to 2044-45
58.6 | Reduce potable water exports (input as -ve) | - | Ml/d |  | 0 | 0 | 0 | 0 | 0 | 0 | 0 | 0 | 0 | 0 | 0 | 0 | 0 | 0 | 0 | 0 | 0 | 0 | 0 | 0 | 0 | 0 | 0 | 0 | 0 | 0 | 0 | 0 | 0
-
- | (insert row above) | - | - |  | - | - | - | - | bar: 2020-21 to 2044-45
58.7 | Other options to increase deployable output | - | Ml/d |  | 0 | 0 | 0 | 0 | 0 | 0 | 0 | 0 | 0 | 0 | 0 | 0 | 0 | 0 | 0 | 0 | 0 | 0 | 0 | 0 | 0 | 0 | 0 | 0 | 0 | 0 | 0 | 0 | 0
- |  |  | Ml/d | 2
- | (insert row above) | - | - |  | - | - | - | - | bar: 2020-21 to 2044-45
59 | Distribution Side Management | - |  |  | 0 | 0 | 0 | -0.02 | -1.37 | -2.76 | -4.23 | -5.67 | -7.12 | -7.36 | -7.63 | -8.02 | -8.41 | -8.8 | -9.2 | -9.54 | -9.91 | -10.26 | -10.62 | -10.94 | -11.3 | -11.62 | -11.96 | -12.29 | -12.6 | -12.91 | -13.25 | -13.58 | -13.88
59.1 | Reduce distribution losses (input as -ve) | - | Ml/d | 2 | 0 | 0 | 0 | -0.02 | -1.37 | -2.76 | -4.23 | -5.67 | -7.12 | -7.36 | -7.63 | -8.02 | -8.41 | -8.8 | -9.2 | -9.54 | -9.91 | -10.26 | -10.62 | -10.94 | -11.3 | -11.62 | -11.96 | -12.29 | -12.6 | -12.91 | -13.25 | -13.58 | -13.88
| Permanent Noise Loggers (Phase 1) | D004a | Ml/d | 2 | 0 | 0 | 0 | -0.02 | -1.37 | -2.76 | -4.23 | -5.67 | -7.12 | -6.95 | -6.78 | -6.62 | -6.47 | -6.35 | -6.24 | -6.15 | -6.06 | -5.98 | -5.91 | -5.85 | -5.79 | -5.74 | -5.68 | -5.64 | -5.59 | -5.55 | -5.52 | -5.48 | -5.45
| Permanent Noise Loggers (Phase 2) | D004b | Ml/d | 2 | 0 | 0 | 0 | 0 | 0 | 0 | 0 | 0 | 0 | -0.41 | -0.85 | -1.4 | -1.94 | -2.45 | -2.96 | -3.39 | -3.85 | -4.28 | -4.71 | -5.09 | -5.51 | -5.88 | -6.28 | -6.65 | -7.01 | -7.36 | -7.73 | -8.1 | -8.43
- | (insert row above) | - | - |  | - | - | - | - | bar: 2020-21 to 2044-45
59.2 | Reduce distribution system operational use (DSOU) (input as -ve) | - | Ml/d | 2 | 0 | 0 | 0 | 0 | 0 | 0 | 0 | 0 | 0 | 0 | 0 | 0 | 0 | 0 | 0 | 0 | 0 | 0 | 0 | 0 | 0 | 0 | 0 | 0 | 0 | 0 | 0 | 0 | 0
- |  |  | Ml/d | 2
- | (insert row above) | - | - |  | - | - | - | - | bar: 2020-21 to 2044-45
60 | Production Side Management, Specify Below.... | - |  | 2 | 0 | 0 | 0 | 0 | 0 | 0 | 0 | 0 | 0 | 0 | 0 | 0 | 0 | 0 | 0 | 0 | 0 | 0 | 0 | 0 | 0 | 0 | 0 | 0 | 0 | 0 | 0 | 0 | 0
60.1 | Reduce treatment works losses (input as -ve) | - | Ml/d | 2 | 0 | 0 | 0 | 0 | 0 | 0 | 0 | 0 | 0 | 0 | 0 | 0 | 0 | 0 | 0 | 0 | 0 | 0 | 0 | 0 | 0 | 0 | 0 | 0 | 0 | 0 | 0 | 0 | 0
-
- | (insert row above) | - | - |  | - | - | - | - | bar: 2020-21 to 2044-45
60.2 | Reduce outages (input as -ve) | - | Ml/d | 2 | 0 | 0 | 0 | 0 | 0 | 0 | 0 | 0 | 0 | 0 | 0 | 0 | 0 | 0 | 0 | 0 | 0 | 0 | 0 | 0 | 0 | 0 | 0 | 0 | 0 | 0 | 0 | 0 | 0
-
- | (insert row above) | - | - |  | - | - | - | - | bar: 2020-21 to 2044-45
61 | Customer Side Management | - |  | 2 | -43.22 | -43.22 | -43.21 | -43.13 | -44.13 | -45.08 | -46.1 | -46.9 | -47.73 | -48.55 | -49.31 | -50.05 | -50.73 | -51.33 | -51.96 | -52.55 | -53 | -53.58 | -53.99 | -54.41 | -54.85 | -55.21 | -55.56 | -55.9 | -56.2 | -56.49 | -56.74 | -57.01 | -57.26
61.1 | Change volume delivered to measured non households (input reductions as -ve) | - | Ml/d | 2 | -18.1 | -18.1 | -18.1 | -18.1 | -18.1 | -18.1 | -18.1 | -18.1 | -18.1 | -18.1 | -18.1 | -18.1 | -18.1 | -18.1 | -18.1 | -18.1 | -18.1 | -18.1 | -18.1 | -18.1 | -18.1 | -18.1 | -18.1 | -18.1 | -18.1 | -18.1 | -18.1 | -18.1 | -18.1
- | Non Essential Use Bans | C080 | Ml/d | 2 | -18.1 | -18.1 | -18.1 | -18.1 | -18.1 | -18.1 | -18.1 | -18.1 | -18.1 | -18.1 | -18.1 | -18.1 | -18.1 | -18.1 | -18.1 | -18.1 | -18.1 | -18.1 | -18.1 | -18.1 | -18.1 | -18.1 | -18.1 | -18.1 | -18.1 | -18.1 | -18.1 | -18.1 | -18.1
- | (insert row above) | - | - |  | - | - | - | - | bar: 2020-21 to 2044-45
61.2 | Change volume delivered to unmeasured non households (input reductions as -ve) | - | Ml/d | 2 | 0 | 0 | 0 | 0 | 0 | 0 | 0 | 0 | 0 | 0 | 0 | 0 | 0 | 0 | 0 | 0 | 0 | 0 | 0 | 0 | 0 | 0 | 0 | 0 | 0 | 0 | 0 | 0 | 0
- | (insert row above) | - | - |  | - | - | - | - | bar: 2020-21 to 2044-45
61.3 | Change volume delivered to measured households (input reductions as -ve) | - | Ml/d | 2 | -4.64 | -4.64 | -4.93 | -5.21 | -4.76 | -4.17 | -3.6 | -2.84 | -2.13 | 1.51 | 4.76 | 7.7 | 10.41 | 12.95 | 15.24 | 17.35 | 19.38 | 21.14 | 22.82 | 24.36 | 25.78 | 27.11 | 28.29 | 29.36 | 30.38 | 31.31 | 32.17 | 32.96 | 33.7
| Water Efficient Devices | C034 | Ml/d | 2 | 0 | 0 | 0 | 0 | -0.01 | -0.02 | -0.03 | -0.03 | -0.04 | -0.04 | -0.04 | -0.05 | -0.05 | -0.05 | -0.05 | -0.06 | -0.06 | -0.06 | -0.06 | -0.06 | -0.06 | -0.07 | -0.07 | -0.07 | -0.07 | -0.07 | -0.07 | -0.07 | -0.07
| Instal spray Taps | C040 | Ml/d | 2 | 0 | 0 | 0 | 0 | 0 | -0.01 | -0.01 | -0.02 | -0.02 | -0.02 | -0.03 | -0.03 | -0.03 | -0.03 | -0.04 | -0.04 | -0.04 | -0.04 | -0.04 | -0.04 | -0.04 | -0.04 | -0.04 | -0.05 | -0.05 | -0.05 | -0.05 | -0.05 | -0.05
| Household Water Efficiency Programme | C046a | Ml/d | 2 | 0 | 0 | 0 | 0 | -0.06 | -0.14 | -0.22 | -0.31 | -0.41 | -0.43 | -0.48 | -0.53 | -0.56 | -0.6 | -0.63 | -0.66 | -0.68 | -0.7 | -0.72 | -0.74 | -0.75 | -0.76 | -0.77 | -0.78 | -0.79 | -0.8 | -0.8 | -0.8 | -0.8
| Water Efficient Aoppliance Subsidy | C026a | Ml/d | 2 | 0 | 0 | 0 | 0 | -0.11 | -0.21 | -0.31 | -0.31 | -0.3 | -0.3 | -0.29 | -0.29 | -0.29 | -0.28 | -0.28 | -0.27 | -0.27 | -0.27 | -0.26 | -0.26 | -0.26 | -0.25 | -0.25 | -0.25 | -0.24 | -0.24 | -0.24 | -0.23 | -0.23
| Waterwise | C046b | Ml/d | 2 | 0 | 0 | 0 | 0 | -0.07 | -0.16 | -0.26 | -0.37 | -0.49 | -0.52 | -0.59 | -0.65 | -0.7 | -0.76 | -0.81 | -0.86 | -0.9 | -0.94 | -0.98 | -1.02 | -1.05 | -1.08 | -1.11 | -1.14 | -1.17 | -1.19 | -1.21 | -1.23 | -1.25
| Metering on change of occupancy - all properties | C006b | Ml/d | 2 | 0 | 0 | 0 | 0 | 0 | 0 | 0 | 0 | 0 | 4.57 | 8.81 | 12.76 | 16.43 | 19.83 | 22.99 | 25.93 | 28.65 | 31.17 | 33.51 | 35.68 | 37.68 | 39.54 | 41.26 | 42.85 | 44.31 | 45.66 | 46.91 | 48.06 | 49.11
| Metering on change of occupancy - existing meter pits | C006a | Ml/d | 2 | 0 | 0 | 0 | 0 | 1.15 | 2.36 | 3.62 | 4.92 | 6.27 | 6.27 | 6.27 | 6.27 | 6.27 | 6.27 | 6.27 | 6.27 | 6.27 | 6.27 | 6.27 | 6.27 | 6.27 | 6.27 | 6.27 | 6.27 | 6.27 | 6.27 | 6.27 | 6.27 | 6.27
| MNFR Switchers | C005 | Ml/d | 2 | 0 | 0 | 0.03 | 0.05 | 0.08 | 0.11 | 0.14 | 0.16 | 0.19 | 0.22 | 0.25 | 0.27 | 0.3 | 0.33 | 0.36 | 0.38 | 0.41 | 0.44 | 0.47 | 0.49 | 0.52 | 0.55 | 0.58 | 0.6 | 0.63 | 0.66 | 0.69 | 0.71 | 0.74
| Void turnaround | C084 | Ml/d | 2 | 0 | 0 | 0 | 0 | 0.1 | 0.21 | 0.31 | 0.42 | 0.52 | 0.63 | 0.73 | 0.84 | 0.94 | 1.05 | 1.15 | 1.26 | 1.36 | 1.47 | 1.57 | 1.68 | 1.78 | 1.89 | 1.99 | 2.09 | 2.2 | 2.3 | 2.41 | 2.51 | 2.62
| Calls for Restraint | C078 | Ml/d | 2 | -1.58 | -1.58 | -1.68 | -1.78 | -1.98 | -2.14 | -2.3 | -2.46 | -2.62 | -2.96 | -3.28 | -3.58 | -3.88 | -4.14 | -4.4 | -4.66 | -4.88 | -5.12 | -5.32 | -5.54 | -5.72 | -5.9 | -6.08 | -6.24 | -6.38 | -6.52 | -6.66 | -6.78 | -6.9
| Hosepipe Bans | C079 | Ml/d | 2 | -3.06 | -3.06 | -3.28 | -3.48 | -3.86 | -4.16 | -4.48 | -4.78 | -5.12 | -5.76 | -6.38 | -6.98 | -7.54 | -8.08 | -8.58 | -9.08 | -9.52 | -9.98 | -10.4 | -10.78 | -11.16 | -11.5 | -11.84 | -12.16 | -12.46 | -12.74 | -13 | -13.24 | -13.46
| Volume Reallocation: Climate Change, Baseline Water Efficiency, Occupancy ineficiency | N/A | Ml/d | 2 | 0 | 0 | 0 | 0 | 0 | -0.01 | -0.06 | -0.06 | -0.11 | -0.15 | -0.21 | -0.33 | -0.48 | -0.59 | -0.74 | -0.86 | -0.96 | -1.1 | -1.22 | -1.32 | -1.43 | -1.54 | -1.65 | -1.76 | -1.87 | -1.97 | -2.08 | -2.19 | -2.28
- | (insert row above) | - | - |  | - | - | - | - | bar: 2020-21 to 2044-45
61.4 | Change volume delivered to unmeasured households (input reductions as -ve) | - | Ml/d | 2 | -20.48 | -20.48 | -20.18 | -19.82 | -21.24 | -22.74 | -24.34 | -25.88 | -27.41 | -31.79 | -35.74 | -39.42 | -42.82 | -45.97 | -48.91 | -51.6 | -54.09 | -56.43 | -58.53 | -60.48 | -62.36 | -64.03 | -65.57 | -66.99 | -68.31 | -69.51 | -70.64 | -71.71 | -72.69
| Water Efficient Devices | C034 | Ml/d | 2 | 0 | 0 | 0 | 0 | -0.03 | -0.06 | -0.08 | -0.08 | -0.07 | -0.07 | -0.06 | -0.06 | -0.05 | -0.05 | -0.05 | -0.04 | -0.04 | -0.04 | -0.03 | -0.03 | -0.03 | -0.03 | -0.02 | -0.02 | -0.02 | -0.02 | -0.02 | -0.01 | -0.01
| Instal spray Taps | C040 | Ml/d | 2 | 0 | 0 | 0 | 0 | -0.01 | -0.02 | -0.03 | -0.04 | -0.05 | -0.05 | -0.04 | -0.04 | -0.04 | -0.03 | -0.03 | -0.03 | -0.03 | -0.02 | -0.02 | -0.02 | -0.02 | -0.02 | -0.02 | -0.01 | -0.01 | -0.01 | -0.01 | -0.01 | -0.01
| Household Water Efficiency Programme | C046a | Ml/d | 2 | 0 | 0 | 0 | 0 | -0.2 | -0.38 | -0.55 | -0.71 | -0.86 | -0.82 | -0.75 | -0.69 | -0.64 | -0.59 | -0.54 | -0.49 | -0.45 | -0.42 | -0.38 | -0.35 | -0.32 | -0.29 | -0.27 | -0.25 | -0.23 | -0.21 | -0.19 | -0.17 | -0.16
| Waterwise | C046b | Ml/d | 2 | 0 | 0 | 0 | 0 | -0.23 | -0.44 | -0.64 | -0.83 | -1.01 | -0.98 | -0.91 | -0.85 | -0.8 | -0.74 | -0.69 | -0.64 | -0.6 | -0.56 | -0.52 | -0.48 | -0.45 | -0.42 | -0.39 | -0.36 | -0.33 | -0.31 | -0.29 | -0.27 | -0.25
| Metering on change of occupancy - all properties | C006b | Ml/d | 2 | 0 | 0 | 0 | 0 | 0 | 0 | 0 | 0 | 0 | -5.37 | -10.37 | -15.01 | -19.33 | -23.33 | -27.05 | -30.5 | -33.7 | -36.67 | -39.43 | -41.97 | -44.34 | -46.52 | -48.54 | -50.41 | -52.13 | -53.72 | -55.19 | -56.54 | -57.78
| Metering on change of occupancy - existing meter pits | C006a | Ml/d | 2 | 0 | 0 | 0 | 0 | -1.36 | -2.78 | -4.26 | -5.79 | -7.37 | -7.37 | -7.37 | -7.37 | -7.37 | -7.37 | -7.37 | -7.37 | -7.37 | -7.37 | -7.37 | -7.37 | -7.37 | -7.37 | -7.37 | -7.37 | -7.37 | -7.37 | -7.37 | -7.37 | -7.37
| MNFR Switchers | C005 | Ml/d | 2 | 0 | 0 | -0.03 | -0.06 | -0.1 | -0.13 | -0.16 | -0.19 | -0.23 | -0.26 | -0.29 | -0.32 | -0.36 | -0.39 | -0.42 | -0.45 | -0.49 | -0.52 | -0.55 | -0.58 | -0.61 | -0.65 | -0.68 | -0.71 | -0.74 | -0.78 | -0.81 | -0.84 | -0.87
| Void turnaround | C084 | Ml/d | 2 | 0 | 0 | 0 | 0 | -0.12 | -0.25 | -0.37 | -0.49 | -0.62 | -0.74 | -0.86 | -0.99 | -1.11 | -1.23 | -1.36 | -1.48 | -1.6 | -1.73 | -1.85 | -1.97 | -2.1 | -2.22 | -2.34 | -2.46 | -2.59 | -2.71 | -2.83 | -2.96 | -3.08
| Calls for Restraint | C078 | Ml/d | 2 | -6.94 | -6.94 | -6.82 | -6.72 | -6.54 | -6.38 | -6.22 | -6.06 | -5.88 | -5.56 | -5.24 | -4.94 | -4.64 | -4.36 | -4.1 | -3.86 | -3.62 | -3.4 | -3.18 | -2.98 | -2.8 | -2.62 | -2.44 | -2.28 | -2.12 | -1.98 | -1.84 | -1.72 | -1.6
| Hosepipe Bans | C079 | Ml/d | 2 | -13.54 | -13.54 | -13.32 | -13.12 | -12.74 | -12.44 | -12.12 | -11.82 | -11.48 | -10.84 | -10.22 | -9.62 | -9.06 | -8.52 | -8.02 | -7.54 | -7.08 | -6.62 | -6.2 | -5.82 | -5.44 | -5.1 | -4.76 | -4.44 | -4.14 | -3.86 | -3.6 | -3.36 | -3.14
| Volume Reallocation: Climate Change, Baseline Water Efficiency, Occupancy ineficiency | N/A | Ml/d | 2 | 0 | 0 | -0.01 | 0.08 | 0.09 | 0.14 | 0.09 | 0.13 | 0.16 | 0.27 | 0.37 | 0.47 | 0.58 | 0.64 | 0.72 | 0.8 | 0.89 | 0.92 | 1 | 1.09 | 1.12 | 1.21 | 1.26 | 1.32 | 1.37 | 1.46 | 1.51 | 1.54 | 1.58
- | (insert row above) | - | - |  | - | - | - | - | bar: 2020-21 to 2044-45
61.5 | Options to reduce water taken unbilled (input as -ve) | - | Ml/d | 2 | 0 | 0 | 0 | 0 | 0 | 0 | 0 | 0 | 0 | 0 | 0 | 0 | 0 | 0 | 0 | 0 | 0 | 0 | 0 | 0 | 0 | 0 | 0 | 0 | 0 | 0 | 0 | 0 | 0
-
- | (insert row above) | - | - |  | - | - | - | - | bar: 2020-21 to 2044-45
61.6 | Options impacting on measured Non Household - USPL (input reductions as -ve) |  | l/pr | 2 | 0 | 0 | 0 | 0 | 0 | 0 | 0 | 0 | 0 | 0 | 0 | 0 | 0 | 0 | 0 | 0 | 0 | 0 | 0 | 0 | 0 | 0 | 0 | 0 | 0 | 0 | 0 | 0 | 0
- |  |  | Ml/d | 2
- | (insert row above) | - | - |  | - | - | - | - | bar: 2020-21 to 2044-45
61.7 | Options impacting on unmeasured Non Household - USPL (input reductions as -ve) |  | l/pr | 2 | 0 | 0 | 0 | 0 | 0 | 0 | 0 | 0 | 0 | 0 | 0 | 0 | 0 | 0 | 0 | 0 | 0 | 0 | 0 | 0 | 0 | 0 | 0 | 0 | 0 | 0 | 0 | 0 | 0
-
- | (insert row above) | - | - |  | - | - | - | - | bar: 2020-21 to 2044-45
61.8 | Options impacting on measured Household - USPL (input reductions as -ve) |  | l/pr | 2 | 0 | 0 | 0 | 0 | 0 | 0 | 0.04 | 0.06 | 0.09 | 0.12 | 0.16 | 0.27 | 0.37 | 0.46 | 0.56 | 0.63 | 0.71 | 0.77 | 0.85 | 0.9 | 0.96 | 1.01 | 1.06 | 1.11 | 1.15 | 1.18 | 1.23 | 1.27 | 1.3
| MNFR Switchers |  | Ml/d | 2 | 0 | 0 | 0 | 0 | 0 | 0 | 0 | 0 | 0 | 0 | 0 | 0.01 | 0.01 | 0.01 | 0.01 | 0.01 | 0.01 | 0.01 | 0.01 | 0.01 | 0.01 | 0.01 | 0.01 | 0.01 | 0.01 | 0.01 | 0.01 | 0.02 | 0.02
| Selective COO Metered |  | Ml/d | 2 | 0 | 0 | 0 | 0 | 0 | 0 | 0.03 | 0.05 | 0.08 | 0.11 | 0.14 | 0.14 | 0.14 | 0.14 | 0.14 | 0.14 | 0.14 | 0.14 | 0.14 | 0.14 | 0.14 | 0.14 | 0.14 | 0.14 | 0.14 | 0.14 | 0.14 | 0.14 | 0.14
| Metering on change of occupancy - all properties |  | Ml/d | 2 | 0 | 0 | 0 | 0 | 0 | 0 | 0 | 0 | 0 | 0 | 0 | 0.1 | 0.2 | 0.29 | 0.38 | 0.45 | 0.53 | 0.59 | 0.66 | 0.71 | 0.77 | 0.82 | 0.86 | 0.91 | 0.95 | 0.98 | 1.02 | 1.05 | 1.08
| Metering on change of occupancy - existing meter pits |  | Ml/d | 2 | 0 | 0 | 0 | 0 | 0 | 0 | 0.01 | 0.01 | 0.01 | 0.01 | 0.02 | 0.02 | 0.02 | 0.02 | 0.03 | 0.03 | 0.03 | 0.03 | 0.04 | 0.04 | 0.04 | 0.04 | 0.05 | 0.05 | 0.05 | 0.05 | 0.06 | 0.06 | 0.06
- | (insert row above) | - | - |  | - | - | - | - | bar: 2020-21 to 2044-45
61.9 | Options impacting on unmeasured Household - USPL (input reductions as -ve) |  | l/pr | 2 | 0 | 0 | 0 | 0 | -0.03 | -0.07 | -0.1 | -0.14 | -0.18 | -0.29 | -0.39 | -0.5 | -0.59 | -0.67 | -0.75 | -0.83 | -0.9 | -0.96 | -1.03 | -1.09 | -1.13 | -1.2 | -1.24 | -1.28 | -1.32 | -1.37 | -1.4 | -1.43 | -1.47
| MNFR Switchers |  | Ml/d | 2 | 0 | 0 | 0 | 0 | 0 | 0 | 0 | 0 | 0 | -0.1 | -0.2 | -0.29 | -0.38 | -0.45 | -0.53 | -0.59 | -0.66 | -0.71 | -0.77 | -0.82 | -0.86 | -0.91 | -0.95 | -0.98 | -1.02 | -1.05 | -1.08 | -1.1 | -1.13
| Metering on change of occupancy - all properties |  | Ml/d | 2 | 0 | 0 | 0 | 0 | -0.03 | -0.05 | -0.08 | -0.11 | -0.14 | -0.14 | -0.14 | -0.14 | -0.14 | -0.14 | -0.14 | -0.14 | -0.14 | -0.14 | -0.14 | -0.14 | -0.14 | -0.14 | -0.14 | -0.14 | -0.14 | -0.14 | -0.14 | -0.14 | -0.14
| Metering on change of occupancy - existing meter pits |  | Ml/d | 2 | 0 | 0 | 0 | 0 | 0 | -0.01 | -0.01 | -0.01 | -0.02 | -0.02 | -0.02 | -0.03 | -0.03 | -0.03 | -0.03 | -0.04 | -0.04 | -0.04 | -0.05 | -0.05 | -0.05 | -0.06 | -0.06 | -0.06 | -0.06 | -0.07 | -0.07 | -0.07 | -0.08
| Void turnaround |  | Ml/d | 2 | 0 | 0 | 0 | 0 | 0 | -0.01 | -0.01 | -0.02 | -0.02 | -0.03 | -0.03 | -0.04 | -0.04 | -0.05 | -0.05 | -0.06 | -0.06 | -0.07 | -0.07 | -0.08 | -0.08 | -0.09 | -0.09 | -0.1 | -0.1 | -0.11 | -0.11 | -0.12 | -0.12
- | (insert row above) | - | - |  | - | - | - | - | bar: 2020-21 to 2044-45
61.1 | Options impacting on Void properties - USPL (input reductions as -ve) |  | l/pr | 2 | 0 | 0 | 0 | 0 | 0 | 0 | 0 | 0 | 0 | 0 | 0 | 0 | 0 | 0 | 0 | 0 | 0 | 0 | 0 | 0 | 0 | 0 | 0 | 0 | 0 | 0 | 0 | 0 | 0
-
- | (insert row above) | - | - |  | - | - | - | - | bar: 2020-21 to 2044-45
| Company: | Portsmouth Water
| Resource Zone Name: | Company
| Resource Zone Number: | PRT 1
| Planning Scenario Name: | Dry Year Critical Period
| Chosen Level of Service: | 1 in 200

## 7. FP Supply
Table 7: Final planning water supply
| Row Ref | Component | Derivation | Unit | Decimal places | 2017/18 | For info 2017-18 | For info 2018-19 | For info 2019-20 | 2020-21 | 2021-22 | 2022-23 | 2023-24 | 2024-25 | 2025-26 | 2026-27 | 2027-28 | 2028-29 | 2029-2030 | 2030-2031 | 2031-2032 | 2032-33 | 2033-34 | 2034-35 | 2035-36 | 2036-37 | 2037-38 | 2038-39 | 2039-40 | 2040-41 | 2041-42 | 2042-43 | 2043-44 | 2044-45
Resources | 1FP | Raw Water Abstracted | 1BL | Ml/d | 2 | 0 | 0 | 0 | 0 | 0 | 0 | 0 | 0 | 0 | 0 | 0 | 0 | 0 | 0 | 0 | 0 | 0 | 0 | 0 | 0 | 0 | 0 | 0 | 0 | 0 | 0 | 0 | 0 | 0
| 2FP | Raw Water Imported | 2BL+ (6. Preferred scenario ref 58.2) | Ml/d | 2 | 0 | 0 | 0 | 0 | 0 | 0 | 0 | 0 | 0 | 0 | 0 | 0 | 0 | 0 | 0 | 0 | 0 | 0 | 0 | 0 | 0 | 0 | 0 | 0 | 0 | 0 | 0 | 0 | 0
| - | - | - | - | 2 | - | - | - | - | bar: 2020-21 to 2044-45
| - | - | - | - | 2 | - | - | - | - | bar: 2020-21 to 2044-45
| - | - | - | - | 2 | - | - | - | - | bar: 2020-21 to 2044-45
| 3FP | Potable Water Imported | 3BL+ (6. Preferred scenario ref 58.3) | Ml/d | 2 | 0 | 0 | 0 | 0 | 0 | 0 | 0 | 0 | 0 | 0 | 0 | 0 | 0 | 0 | 0 | 0 | 0 | 0 | 0 | 0 | 0 | 0 | 0 | 0 | 0 | 0 | 0 | 0 | 0
| - | - | - | - | 2 | - | - | - | - | bar: 2020-21 to 2044-45
| - | - | - | - | 2 | - | - | - | - | bar: 2020-21 to 2044-45
| - | - | - | - | 2 | - | - | - | - | bar: 2020-21 to 2044-45
| - | - | - | - | 2 | - | - | - | - | bar: 2020-21 to 2044-45
Resource (and process) losses | 5FP | Raw Water Exported (raw exports and non potable uses) | 5BL+ (6. Preferred scenario ref 58.5) | Ml/d | 2 | 0 | 0 | 0 | 0 | 0 | 0 | 0 | 0 | 0 | 0 | 0 | 0 | 0 | 0 | 0 | 0 | 0 | 0 | 0 | 0 | 0 | 0 | 0 | 0 | 0 | 0 | 0 | 0 | 0
| - | - | - | - | 2 | - | - | - | - | bar: 2020-21 to 2044-45
| - | - | - | - | 2 | - | - | - | - | bar: 2020-21 to 2044-45
| - | - | - | - | 2 | - | - | - | - | bar: 2020-21 to 2044-45
| 6FP | Potable Water Exported | 6BL+ (6. Preferred scenario ref 58.6) | Ml/d | 2 | 15 | 15 | 15 | 22.5 | 30 | 30 | 30 | 30 | 39 | 39 | 39 | 39 | 39 | 60 | 60 | 60 | 60 | 60 | 60 | 60 | 60 | 60 | 60 | 60 | 60 | 60 | 60 | 60 | 60
| - | - | - | - | 2 | - | - | - | - | bar: 2020-21 to 2044-45
| - | - | - | - | 2 | - | - | - | - | bar: 2020-21 to 2044-45
| - | - | - | - | 2 | - | - | - | - | bar: 2020-21 to 2044-45
| 7FP | Deployable Output | 7BL+ 8BL+ (6. Preferred scenario ref 58.7) + (6. Preferred scenario ref 58.1) |  | 2 | 244.1 | 244.1 | 244 | 251.7 | 251.6 | 251.5 | 251.4 | 251.3 | 266.2 | 266.1 | 266 | 265.9 | 265.8 | 315.7 | 315.6 | 315.5 | 315.4 | 315.3 | 315.2 | 315.1 | 315 | 314.9 | 314.8 | 314.7 | 314.6 | 314.5 | 314.4 | 314.3 | 314.2
| - | - | - | - | 2 | bar: 2020-21 to 2044-45
| - | - | - | - | 2 | - | - | - | - | bar: 2020-21 to 2044-45
| - | - | - | - | 2 | - | - | - | - | bar: 2020-21 to 2044-45
| - | - | - | - | 2 | - | - | - | - | bar: 2020-21 to 2044-45
| - | - | - | - | 2 | - | - | - | - | bar: 2020-21 to 2044-45
| 9FP | Raw water losses, treatment works losses and operational use | 9BL+ (6. Preferred scenario ref 60.1)+(6. Preferred scenario ref 58.4) | Ml/d | 2 | 2.4 | 2.4 | 2.4 | 2.4 | 2.4 | 2.4 | 2.4 | 2.4 | 2.4 | 2.4 | 2.4 | 2.4 | 2.4 | 2.4 | 2.4 | 2.4 | 2.4 | 2.4 | 2.4 | 2.4 | 2.4 | 2.4 | 2.4 | 2.4 | 2.4 | 2.4 | 2.4 | 2.4 | 2.4
| 10FP | Outage allowance | 10BL+ (6. Preferred scenario ref 60.2) | Ml/d | 2 | 12.54 | 12.54 | 12.54 | 12.5 | 12.5 | 12.5 | 12.5 | 12.63 | 12.63 | 12.63 | 12.63 | 12.63 | 12.63 | 15.37 | 15.37 | 15.37 | 15.37 | 15.37 | 15.37 | 15.37 | 15.37 | 15.37 | 15.37 | 15.37 | 15.37 | 15.37 | 15.37 | 15.37 | 15.37
|  | Company: | Portsmouth Water
|  | Resource Zone Name: | Company
|  | Resource Zone Number: | PRT 1
|  | Planning Scenario Name: | Dry Year Critical Period
|  | Chosen Level of Service: | 1 in 200
Note on E3: Author: 58.1 has been added into 7FP Deployable Ouput calculations to ensure that it is reflected in final supply-demand balance calculations. Please ensure that you do not double count increases to raw water abstractions and increases to deployable output

## 8. FP Demand
Table 8: Final planning water demand
| Row Ref | Component | Derivation / Impact of preferred options | Unit | Decimal places | 2017/18 | For info 2017-18 | For info 2018-19 | For info 2019-20 | 2020-21 | 2021-22 | 2022-23 | 2023-24 | 2024-25 | 2025-26 | 2026-27 | 2027-28 | 2028-29 | 2029-2030 | 2030-2031 | 2031-2032 | 2032-33 | 2033-34 | 2034-35 | 2035-36 | 2036-37 | 2037-38 | 2038-39 | 2039-40 | 2040-41 | 2041-42 | 2042-43 | 2043-44 | 2044-45
Consumption | 19FP | Water Delivered Measured Non Household | Calculated BL+Preferred options | Ml/d | 2 | 26.35 | 26.35 | 26.18 | 25.99 | 25.8 | 25.61 | 25.42 | 25.23 | 25.05 | 24.86 | 24.67 | 24.48 | 24.29 | 24.11 | 23.92 | 23.73 | 23.54 | 23.35 | 23.16 | 22.97 | 22.8 | 22.66 | 22.51 | 22.37 | 22.22 | 22.07 | 21.93 | 21.78 | 21.64
| 20FP | Water Delivered Unmeasured Non Household | Calculated BL+Preferred options | Ml/d | 2 | 1.19 | 1.19 | 1.19 | 1.19 | 1.19 | 1.19 | 1.19 | 1.19 | 1.19 | 1.19 | 1.19 | 1.19 | 1.19 | 1.19 | 1.19 | 1.19 | 1.19 | 1.19 | 1.19 | 1.19 | 1.19 | 1.19 | 1.19 | 1.19 | 1.19 | 1.19 | 1.19 | 1.19 | 1.19
| 21FP | Water Delivered Measured Household | Calculated BL+Preferred options | Ml/d | 2 | 26.11 | 26.11 | 27.76 | 29.47 | 31.81 | 34.16 | 36.45 | 38.82 | 41.05 | 46.15 | 50.75 | 55.07 | 59.08 | 62.86 | 66.34 | 69.59 | 72.77 | 75.62 | 78.38 | 80.95 | 83.39 | 85.71 | 87.86 | 89.88 | 91.82 | 93.65 | 95.41 | 97.08 | 98.67
| 22FP | Water Delivered Unmeasured Household | Calculated BL+Preferred options | Ml/d | 2 | 90.43 | 90.43 | 89.49 | 88.85 | 86.38 | 83.88 | 81.34 | 78.9 | 76.52 | 71.26 | 66.49 | 62.03 | 57.91 | 54.09 | 50.51 | 47.22 | 44.17 | 41.3 | 38.69 | 36.26 | 33.94 | 31.83 | 29.89 | 28.08 | 26.4 | 24.85 | 23.39 | 22.01 | 20.73
| 23FP | Measured Non Household - Consumption | 19FP-34FP | Ml/d | 2 | 26.07 | 26.07 | 25.9 | 25.71 | 25.53 | 25.34 | 25.16 | 24.97 | 24.8 | 24.61 | 24.42 | 24.24 | 24.05 | 23.87 | 23.68 | 23.5 | 23.31 | 23.12 | 22.93 | 22.75 | 22.58 | 22.44 | 22.29 | 22.15 | 22.01 | 21.86 | 21.72 | 21.57 | 21.43
| 24FP | Unmeasured Non Household - Consumption | 20FP-35FP | Ml/d | 2 | 1.14 | 1.14 | 1.15 | 1.15 | 1.15 | 1.16 | 1.16 | 1.16 | 1.16 | 1.16 | 1.16 | 1.16 | 1.16 | 1.16 | 1.16 | 1.16 | 1.16 | 1.16 | 1.16 | 1.16 | 1.16 | 1.16 | 1.16 | 1.16 | 1.16 | 1.16 | 1.16 | 1.16 | 1.16
| 25FP | Measured Household - Consumption | 21FP-36FP | Ml/d | 2 | 24.32 | 24.32 | 25.97 | 27.68 | 29.97 | 32.26 | 34.42 | 36.69 | 38.81 | 43.8 | 48.28 | 52.34 | 56.11 | 59.67 | 62.92 | 65.99 | 68.98 | 71.67 | 74.25 | 76.68 | 78.97 | 81.16 | 83.18 | 85.08 | 86.91 | 88.64 | 90.28 | 91.85 | 93.35
| 26FP | Unmeasured Household - Consumption | 22FP-37FP | Ml/d | 2 | 84.31 | 84.31 | 83.39 | 82.77 | 80.35 | 77.91 | 75.42 | 73.04 | 70.71 | 65.58 | 60.92 | 56.58 | 52.57 | 48.84 | 45.35 | 42.15 | 39.18 | 36.38 | 33.85 | 31.49 | 29.22 | 27.18 | 25.29 | 23.53 | 21.9 | 20.4 | 18.98 | 17.63 | 16.4
| 27 - | Percentage of consumption driven by climate change | n/a in FP | - | 1 | - | - | - | - | bar: 2020-21 to 2044-45
| 28 - | Volume of consumption driven by climate change | n/a in FP | - | 1 |  | - | - | - | bar: 2020-21 to 2044-45
PCC and consumption by component | 29FP | Measured Household - PCC | (25FP*1,000,000)/(51FP*1,000) | l/h/d | 1 | 141 | #DIV/0! | 140 | 140 | 138 | 136 | 134 | 134 | 132 | 133 | 132 | 132 | 132 | 131 | 131 | 131 | 131 | 131 | 130 | 130 | 130 | 130 | 130 | 130 | 130 | 130 | 130 | 130 | 130
| 29.1FP | Measured toilet flushing | Input brief explanation here | l/h/d | 1 | 32.9 |  | 33 | 32.9 | 32.4 | 32 | 31.6 | 31.2 | 30.9 | 30.6 | 30.3 | 30 | 29.7 | 29.4 | 29.2 | 29 | 28.8 | 28.6 | 28.4 | 28.2 | 28 | 27.8 | 27.6 | 27.4 | 27.3 | 27.1 | 26.9 | 26.7 | 26.5
| 29.2FP | Measured personal washing | Input brief explanation here | l/h/d | 1 | 59.4 |  | 59.8 | 60.2 | 59.9 | 59.6 | 59.4 | 59.3 | 59.3 | 59.3 | 59.3 | 59.2 | 59.2 | 59.3 | 59.4 | 59.6 | 59.8 | 60 | 60.2 | 60.4 | 60.6 | 60.9 | 61.1 | 61.3 | 61.6 | 61.9 | 62.1 | 62.4 | 62.6
| 29.3FP | Measured clothes washing | Input brief explanation here | l/h/d | 1 | 18.3 |  | 18.2 | 18.3 | 18.2 | 18 | 17.9 | 17.8 | 17.8 | 17.7 | 17.7 | 17.6 | 17.6 | 17.6 | 17.5 | 17.5 | 17.5 | 17.5 | 17.5 | 17.6 | 17.6 | 17.6 | 17.6 | 17.6 | 17.6 | 17.6 | 17.6 | 17.6 | 17.6
| 29.4FP | Measured dish washing | Input brief explanation here | l/h/d | 1 | 11.6 |  | 11.5 | 11.5 | 11.4 | 11.3 | 11.3 | 11.2 | 11.2 | 11.1 | 11.1 | 11.1 | 11 | 11 | 11 | 11 | 11 | 11 | 10.9 | 11 | 10.9 | 11 | 10.9 | 10.9 | 10.9 | 10.9 | 10.9 | 10.9 | 10.9
| 29.5FP | Measured miscellaneous internal use | Input brief explanation here | l/h/d | 1 | 9.2 |  | 9.2 | 9.2 | 9.1 | 9.1 | 9 | 8.9 | 8.9 | 8.9 | 8.9 | 8.8 | 8.8 | 8.8 | 8.8 | 8.8 | 8.7 | 8.7 | 8.7 | 8.7 | 8.7 | 8.7 | 8.7 | 8.7 | 8.7 | 8.7 | 8.7 | 8.7 | 8.7
| 29.6FP | Measured external use | Input brief explanation here | l/h/d | 1 | 2.1 |  | 2.1 | 2.1 | 2.1 | 2.1 | 2.1 | 2.1 | 2.1 | 2.1 | 2.1 | 2.1 | 2.1 | 2.1 | 2 | 2 | 2 | 2 | 2 | 2.1 | 2.1 | 2.1 | 2.1 | 2.1 | 2.1 | 2.1 | 2.1 | 2.1 | 2.1
| 30FP | Unmeasured Household - PCC | (26FP*1,000,000)/(52FP*1,000) | l/h/d | 1 | 156 | #DIV/0! | 157 | 157 | 157 | 157 | 156 | 155 | 155 | 155 | 155 | 155 | 155 | 156 | 156 | 156 | 157 | 157 | 158 | 159 | 160 | 161 | 162 | 164 | 165 | 167 | 169 | 171 | 173
| 30.1FP | Unmeasured toilet flushing | Input brief explanation here | l/h/d | 1 | 42.5 | 42.8 | 42.8 | 42.6 | 42.4 | 42.2 | 41.9 | 41.7 | 41.6 | 41.5 | 41.3 | 41.2 | 41.1 | 40.9 | 40.7 | 40.6 | 40.4 | 40.2 | 40 | 39.7 | 39.4 | 39.1 | 38.7 | 38.3 | 37.9 | 37.4 | 36.9 | 36.2
| 30.2FP | Unmeasured personal washing | Input brief explanation here | l/h/d | 1 | 51.7 | 51.7 | 51.9 | 51.9 | 51.9 | 51.8 | 51.7 | 51.6 | 51.7 | 51.8 | 51.9 | 52 | 52 | 52.1 | 52.1 | 52.2 | 52.2 | 52.2 | 52.2 | 52.1 | 52 | 51.8 | 51.6 | 51.4 | 51.1 | 50.7 | 50.2 | 49.7
| 30.3FP | Unmeasured clothes washing | Input brief explanation here | l/h/d | 1 | 18.3 | 18.4 | 18.5 | 18.5 | 18.6 | 18.6 | 18.6 | 18.7 | 18.7 | 18.8 | 18.9 | 19 | 19 | 19.1 | 19.2 | 19.2 | 19.3 | 19.3 | 19.4 | 19.4 | 19.4 | 19.3 | 19.3 | 19.2 | 19.2 | 19 | 18.9 | 18.7
| 30.4FP | Unmeasured dish washing | Input brief explanation here | l/h/d | 1 | 13.7 | 13.7 | 13.8 | 13.8 | 13.8 | 13.8 | 13.9 | 13.9 | 13.9 | 14 | 14 | 14.1 | 14.1 | 14.2 | 14.2 | 14.2 | 14.3 | 14.3 | 14.3 | 14.3 | 14.3 | 14.3 | 14.2 | 14.2 | 14.1 | 14 | 13.9 | 13.7
| 30.5FP | Unmeasured miscellaneous internal use | Input brief explanation here | l/h/d | 1 | 10.6 | 10.6 | 10.6 | 10.6 | 10.7 | 10.7 | 10.7 | 10.7 | 10.7 | 10.8 | 10.8 | 10.9 | 10.9 | 10.9 | 10.9 | 11 | 11 | 11 | 11 | 11 | 11 | 11 | 11 | 10.9 | 10.9 | 10.8 | 10.7 | 10.6
| 30.6FP | Unmeasured external use | Input brief explanation here | l/h/d | 1 | 9.7 | 9.7 | 9.8 | 9.8 | 9.8 | 9.8 | 9.8 | 9.9 | 9.9 | 9.9 | 10 | 10 | 10.1 | 10.1 | 10.1 | 10.2 | 10.2 | 10.2 | 10.2 | 10.2 | 10.2 | 10.2 | 10.2 | 10.2 | 10.1 | 10.1 | 10 | 9.9
| 31FP | Average Household - PCC | ((25FP+26FP)*1,000,000))/(51FP+52FP*1,000) | l/h/d | 1 | 152.4803 | #DIV/0! | 152.2823 | 152.5552 | 151.2061 | 149.9544 | 148.4665 | 147.3281 | 146.1416 | 145.0759 | 144.088 | 143.0316 | 142.0524 | 141.2412 | 140.3752 | 139.6725 | 139.1662 | 138.4937 | 138.0446 | 137.6139 | 137.1177 | 136.7929 | 136.4248 | 136.0584 | 135.8071 | 135.573 | 135.3283 | 135.0804 | 134.8926
| 32FP | Water Taken Unbilled | Calculated BL+Preferred options | Ml/d | 1 | 2.45 | 2.45 | 2.4499 | 2.4499 | 2.4499 | 2.4499 | 2.4499 | 2.4499 | 2.4499 | 2.4499 | 2.4499 | 2.4499 | 2.4499 | 2.4499 | 2.4499 | 2.4499 | 2.4499 | 2.4499 | 2.4499 | 2.4499 | 2.4499 | 2.4499 | 2.4499 | 2.4499 | 2.4499 | 2.4499 | 2.4499 | 2.4499 | 2.4499
| 33FP | Distribution System Operational Use | Calculated BL+Preferred options | Ml/d | 1 | 0.43 | 0.43 | 0.42897 | 0.42897 | 0.42897 | 0.42897 | 0.42897 | 0.42897 | 0.42897 | 0.42897 | 0.42897 | 0.42897 | 0.42897 | 0.42897 | 0.42897 | 0.42897 | 0.42897 | 0.42897 | 0.42897 | 0.42897 | 0.42897 | 0.42897 | 0.42897 | 0.42897 | 0.42897 | 0.42897 | 0.42897 | 0.42897 | 0.42897
Leakage | 34FP | Measured Non Household - USPL | Calculated BL+Preferred options | Ml/d | 2 | 0.28 | 0.28 | 0.28 | 0.28 | 0.27 | 0.27 | 0.26 | 0.26 | 0.25 | 0.25 | 0.25 | 0.24 | 0.24 | 0.24 | 0.24 | 0.23 | 0.23 | 0.23 | 0.23 | 0.22 | 0.22 | 0.22 | 0.22 | 0.22 | 0.21 | 0.21 | 0.21 | 0.21 | 0.21
| 35FP | Unmeasured Non Household - USPL | Calculated BL+Preferred options | Ml/d | 2 | 0.05 | 0.05 | 0.04 | 0.04 | 0.04 | 0.03 | 0.03 | 0.03 | 0.03 | 0.03 | 0.03 | 0.03 | 0.03 | 0.03 | 0.03 | 0.03 | 0.03 | 0.03 | 0.03 | 0.03 | 0.03 | 0.03 | 0.03 | 0.03 | 0.03 | 0.03 | 0.03 | 0.03 | 0.03
| 36FP | Measured Household - USPL | Calculated BL+Preferred options | Ml/d | 2 | 1.79 | 1.79 | 1.79 | 1.79 | 1.84 | 1.9 | 2.03 | 2.13 | 2.24 | 2.35 | 2.47 | 2.73 | 2.97 | 3.19 | 3.42 | 3.6 | 3.79 | 3.95 | 4.13 | 4.27 | 4.42 | 4.55 | 4.68 | 4.8 | 4.91 | 5.01 | 5.13 | 5.23 | 5.32
| 37FP | Unmeasured Household - USPL | Calculated BL+Preferred options | Ml/d | 2 | 6.12 | 6.12 | 6.1 | 6.08 | 6.03 | 5.97 | 5.92 | 5.86 | 5.81 | 5.68 | 5.57 | 5.45 | 5.34 | 5.25 | 5.16 | 5.07 | 4.99 | 4.92 | 4.84 | 4.77 | 4.72 | 4.65 | 4.6 | 4.55 | 4.5 | 4.45 | 4.41 | 4.38 | 4.33
| 38FP | Void Properties - USPL | Calculated BL+Preferred options | Ml/d | 2 | 0.28 | 0.28 | 0.27 | 0.28 | 0.27 | 0.27 | 0.27 | 0.27 | 0.27 | 0.27 | 0.27 | 0.27 | 0.27 | 0.27 | 0.27 | 0.27 | 0.27 | 0.27 | 0.27 | 0.27 | 0.27 | 0.27 | 0.27 | 0.27 | 0.27 | 0.27 | 0.27 | 0.27 | 0.27
| 39FP | Distribution Losses | Calculated BL+Preferred options | Ml/d | 2 | 26.52 | 26.52 | 26.47 | 26.4 | 25.05 | 23.66 | 22.19 | 20.75 | 19.3 | 19.06 | 18.79 | 18.4 | 18.01 | 17.62 | 17.22 | 16.88 | 16.51 | 16.16 | 15.8 | 15.48 | 15.12 | 14.8 | 14.46 | 14.13 | 13.82 | 13.51 | 13.17 | 12.84 | 12.54
| 40FP | Total Leakage | Sum(34FP:39FP) | Ml/d | 2 | 35.04 | 35.04 | 34.95 | 34.87 | 33.5 | 32.1 | 30.7 | 29.3 | 27.9 | 27.64 | 27.38 | 27.12 | 26.86 | 26.6 | 26.34 | 26.08 | 25.82 | 25.56 | 25.3 | 25.04 | 24.78 | 24.52 | 24.26 | 24 | 23.74 | 23.48 | 23.22 | 22.96 | 22.7
| 41FP | Total Leakage | (40FP*1,000,000)/(48FP*1,000) | l/prop/d | 2 | 109.6302 | 392.4292 | 108.1943 | 106.7275 | 101.5244 | 96.3906 | 91.3881 | 86.5098 | 81.7463 | 80.3979 | 79.1375 | 77.8975 | 76.699 | 75.5274 | 74.3879 | 73.2584 | 72.1209 | 70.998 | 69.8992 | 68.8082 | 67.729 | 66.6522 | 65.5942 | 64.5404 | 63.5031 | 62.4751 | 61.453 | 60.4433 | 59.4443
Customer: Properties | 42FP | Measured Non Household - Properties | Input (total, excluding voids) | 000's | 2 | 13.82 |  | 13.95 | 13.82 | 13.57 | 13.33 | 13.12 | 12.91 | 12.71 | 12.53 | 12.35 | 12.19 | 12.04 | 11.9 | 11.76 | 11.63 | 11.51 | 11.39 | 11.28 | 11.17 | 11.06 | 10.96 | 10.86 | 10.77 | 10.68 | 10.59 | 10.51 | 10.44 | 10.37
| 43FP | Unmeasured Non Household - Properties | Input (total, excluding voids) | 000's | 2 | 1.81 |  | 1.81 | 1.81 | 1.77 | 1.74 | 1.72 | 1.69 | 1.66 | 1.64 | 1.62 | 1.59 | 1.57 | 1.56 | 1.54 | 1.52 | 1.5 | 1.49 | 1.47 | 1.46 | 1.45 | 1.43 | 1.42 | 1.41 | 1.4 | 1.39 | 1.38 | 1.37 | 1.36
| 44FP | All void non-households - properties | Input (voids in each year) | 000's | 2 | 3.62 |  | 3.62 | 3.62 | 3.54 | 3.53 | 3.48 | 3.43 | 3.38 | 3.34 | 3.29 | 3.26 | 3.22 | 3.19 | 3.15 | 3.12 | 3.08 | 3.05 | 3.02 | 2.99 | 2.96 | 2.94 | 2.91 | 2.89 | 2.86 | 2.84 | 2.82 | 2.8 | 2.78
| 45FP | Measured Household - Properties (excl voids) | Pre-plan year = input. Forecast years = Previous year 45FP + sum(45.1FP:45.6FP) | 000's | 2 | 89.29 | 89.29 | 95.09 | 100.99 | 109.57 | 117.86 | 126.03 | 134.05 | 141.91 | 156.93 | 170.87 | 183.98 | 196.26 | 207.77 | 218.57 | 228.78 | 238.54 | 247.75 | 256.44 | 264.68 | 272.53 | 279.99 | 287.08 | 293.83 | 300.26 | 306.4 | 312.26 | 317.86 | 323.22
| 45.1FP | New properties | Input (new builds in each year) | 000's | 2 | 0 |  | 3.42 | 3.66 | 3.58 | 3.29 | 3.17 | 3.02 | 2.86 | 2.73 | 2.48 | 2.41 | 2.3 | 2.19 | 2.11 | 2.1 | 2.2 | 2.16 | 2.12 | 2.11 | 2.13 | 2.12 | 2.11 | 2.11 | 2.11 | 2.11 | 2.1 | 2.1 | 2.1
| 45.2FP | Meter optants - properties | Input (meter optants in each year) | 000's | 2 | 0 |  | 2.32 | 2.18 | 2.05 | 1.93 | 1.82 | 1.71 | 1.61 | 1.52 | 1.43 | 1.35 | 1.28 | 1.21 | 1.14 | 1.08 | 1.02 | 0.96 | 0.91 | 0.86 | 0.82 | 0.78 | 0.74 | 0.7 | 0.66 | 0.63 | 0.6 | 0.57 | 0.54
| 45.3FP | Compulsory metering - properties | Input (compulsory meters in each year) | 000's | 2 | 0 |  | 0 | 0 | 0 | 0 | 0 | 0 | 0 | 0 | 0 | 0 | 0 | 0 | 0 | 0 | 0 | 0 | 0 | 0 | 0 | 0 | 0 | 0 | 0 | 0 | 0 | 0 | 0
| 45.4FP | Metering on change of occupancy - properties | Input (change of occupancy meters in each year) | 000's | 2 | 0 |  | 0 | 0 | 0 | 0 | 0 | 0 | 0 | 10.47 | 9.73 | 9.05 | 8.4 | 7.81 | 7.25 | 6.73 | 6.24 | 5.79 | 5.36 | 4.97 | 4.6 | 4.26 | 3.94 | 3.64 | 3.36 | 3.1 | 2.86 | 2.63 | 2.42
| 45.5FP | Selective metering properties | Input (selective meters in each year) | 000's | 2 | 0 |  | 0 | 0 | 2.65 | 2.77 | 2.88 | 2.99 | 3.09 | 0 | 0 | 0 | 0 | 0 | 0 | 0 | 0 | 0 | 0 | 0 | 0 | 0 | 0 | 0 | 0 | 0 | 0 | 0 | 0
| 45.6FP | Other changes to existing metering - properties | Input (other changes to meters in each year) | 000's | 2 | 0 |  | 0.06 | 0.06 | 0.3 | 0.3 | 0.3 | 0.3 | 0.3 | 0.3 | 0.3 | 0.3 | 0.3 | 0.3 | 0.3 | 0.3 | 0.3 | 0.3 | 0.3 | 0.3 | 0.3 | 0.3 | 0.3 | 0.3 | 0.3 | 0.3 | 0.3 | 0.3 | 0.3
| 45.7FP | Measured void households - properties | Input (voids in each year) | 000's | 2 | 1.49 |  | 1.74 | 1.88 | 2.04 | 2.2 | 2.35 | 2.5 | 2.65 | 2.95 | 3.21 | 3.46 | 3.69 | 3.9 | 4.11 | 4.3 | 4.48 | 4.66 | 4.82 | 4.98 | 5.12 | 5.27 | 5.4 | 5.53 | 5.65 | 5.76 | 5.87 | 5.98 | 6.08
| 46FP | Unmeasured households - properties (excl void) | Input (total) | 000's | 2 | 204.16 |  | 201.78 | 199.53 | 194.53 | 189.53 | 184.53 | 179.53 | 174.53 | 162.24 | 150.77 | 140.07 | 130.08 | 120.77 | 112.08 | 103.98 | 96.42 | 89.37 | 82.79 | 76.66 | 70.93 | 65.6 | 60.62 | 55.99 | 51.66 | 47.63 | 43.88 | 40.37 | 37.11
| 47FP | Unmeasured void households - properties | Input (voids in each year) | 000's | 2 | 5.43 |  | 5.04 | 5.07 | 4.95 | 4.83 | 4.7 | 4.58 | 4.46 | 4.16 | 3.87 | 3.6 | 3.34 | 3.1 | 2.88 | 2.67 | 2.48 | 2.3 | 2.13 | 1.97 | 1.82 | 1.69 | 1.56 | 1.44 | 1.33 | 1.22 | 1.13 | 1.04 | 0.95
| 48FP | Total Resource Zone Properties (incl voids) | SUM(42FP:45FP)+45.7FP+46FP+47FP | 000's | 2 | 319.62 | 89.29 | 323.03 | 326.72 | 329.97 | 333.02 | 335.93 | 338.69 | 341.3 | 343.79 | 345.98 | 348.15 | 350.2 | 352.19 | 354.09 | 356 | 358.01 | 360.01 | 361.95 | 363.91 | 365.87 | 367.88 | 369.85 | 371.86 | 373.84 | 375.83 | 377.85 | 379.86 | 381.87
Customer: Population | 49FP | Measured Non Household - Population | Input (total) | 000's | 2 | 12.34 |  | 12.41 | 12.5 | 12.61 | 12.7 | 12.86 | 13.02 | 13.18 | 13.34 | 13.46 | 13.66 | 13.87 | 14.08 | 14.3 | 14.53 | 14.87 | 15.14 | 15.38 | 15.58 | 15.75 | 15.93 | 16.11 | 16.29 | 16.47 | 16.65 | 16.84 | 17.02 | 17.21
| 50FP | Unmeasured Non Household - Population | Input (total) | 000's | 2 | 1.61 |  | 1.62 | 1.63 | 1.65 | 1.66 | 1.68 | 1.7 | 1.72 | 1.74 | 1.76 | 1.78 | 1.81 | 1.84 | 1.87 | 1.9 | 1.94 | 1.98 | 2.01 | 2.04 | 2.06 | 2.08 | 2.11 | 2.13 | 2.15 | 2.18 | 2.2 | 2.23 | 2.25
| 51FP | Measured Household - Population | Input (total) | 000's | 2 | 172.76 |  | 185.5 | 198.22 | 217.96 | 237.09 | 256.02 | 274.66 | 292.93 | 330.05 | 364.39 | 396.45 | 426.41 | 454.27 | 480.28 | 504.65 | 527.62 | 549.19 | 569.4 | 588.47 | 606.45 | 623.38 | 639.44 | 654.67 | 668.88 | 682.42 | 695.24 | 707.41 | 718.96
| 52FP | Unmeasured Household - Population | Input (total) | 000's | 2 | 539.66 |  | 532.64 | 525.78 | 511.64 | 497.6 | 483.81 | 470.14 | 456.48 | 423.9 | 393.48 | 365.06 | 338.66 | 313.99 | 291.01 | 269.59 | 249.58 | 230.99 | 213.68 | 197.57 | 182.58 | 168.62 | 155.65 | 143.59 | 132.33 | 121.87 | 112.13 | 103.07 | 94.65
| 53FP | Total Resource Zone Population | 49FP+Sum(50FP:52FP) | 000's | 2 | 726.37 | 0 | 732.17 | 738.13 | 743.86 | 749.05 | 754.37 | 759.52 | 764.31 | 769.03 | 773.09 | 776.95 | 780.75 | 784.18 | 787.46 | 790.67 | 794.01 | 797.3 | 800.47 | 803.66 | 806.84 | 810.01 | 813.31 | 816.68 | 819.83 | 823.12 | 826.41 | 829.73 | 833.07
Occupancy | 54FP | Measured Household - Occupancy Rate (average) (excl voids) | 51FP/45FP | h/prop | 1 | 1.9348 | 0 | 1.9508 | 1.9628 | 1.9892 | 2.0116 | 2.0314 | 2.0489 | 2.0642 | 2.1032 | 2.1326 | 2.1549 | 2.1727 | 2.1864 | 2.1974 | 2.2058 | 2.2119 | 2.2167 | 2.2204 | 2.2233 | 2.2253 | 2.2264 | 2.2274 | 2.2281 | 2.2277 | 2.2272 | 2.2265 | 2.2255 | 2.2244
| 55FP | Unmeasured Household - Occupancy Rate | 52BL/46BL | h/prop | 1 | 2.6433 | #DIV/0! | 2.6397 | 2.6351 | 2.6301 | 2.6254 | 2.6219 | 2.6187 | 2.6155 | 2.6128 | 2.6098 | 2.6063 | 2.6035 | 2.5999 | 2.5964 | 2.5927 | 2.5885 | 2.5846 | 2.581 | 2.5772 | 2.5741 | 2.5704 | 2.5676 | 2.5646 | 2.5616 | 2.5587 | 2.5554 | 2.5531 | 2.5505
Metering | 56FP | Total Household Metering penetration (excl. voids) | 45FP/45FP+46FP | % | 0 | 30.43% | 100% | 32.03% | 33.61% | 36.03% | 38.34% | 40.58% | 42.75% | 44.85% | 49.17% | 53.12% | 56.78% | 60.14% | 63.24% | 66.1% | 68.75% | 71.21% | 73.49% | 75.59% | 77.54% | 79.35% | 81.02% | 82.57% | 83.99% | 85.32% | 86.55% | 87.68% | 88.73% | 89.7%
| 57FP | Total Household Metering penetration (incl. voids) | 45FP/(45FP+45.7FP+46FP+47FP) | % | 0 | 29.73% | 100% | 31.32% | 32.85% | 35.22% | 37.48% | 39.68% | 41.8% | 43.86% | 48.1% | 51.98% | 55.56% | 58.87% | 61.92% | 64.73% | 67.34% | 69.76% | 72% | 74.08% | 75.99% | 77.78% | 79.42% | 80.95% | 82.35% | 83.66% | 84.87% | 85.99% | 87.03% | 87.98%
|  | Company: | Portsmouth Water |  |  | 173.48 | 173.48 | 173.9689 | 174.7789 | 173.1089 | 171.3789 | 169.4689 | 167.7689 | 165.9889 | 165.3989 | 164.7689 | 164.0489 | 163.3589 | 162.7489 | 162.0589 | 161.4889 | 161.0589 | 160.4989 | 160.0989 | 159.7289 | 159.3189 | 159.0689 | 158.7889 | 158.5289 | 158.3289 | 158.1489 | 157.9689 | 157.7789 | 157.6489
|  | Resource Zone Name: | Company
|  | Resource Zone Number: | PRT 1
|  | Planning Scenario Name: | Dry Year Critical Period
|  | Chosen Level of Service: | 1 in 200

## 9. FP SDB
Table 9: Final planning water supply
| Row Ref | Component | Derivation | Unit | Decimal places | 2017/18 | For info 2017-18 | For info 2018-19 | For info 2019-20 | 2020-21 | 2021-22 | 2022-23 | 2023-24 | 2024-25 | 2025-26 | 2026-27 | 2027-28 | 2028-29 | 2029-2030 | 2030-2031 | 2031-2032 | 2032-33 | 2033-34 | 2034-35 | 2035-36 | 2036-37 | 2037-38 | 2038-39 | 2039-40 | 2040-41 | 2041-42 | 2042-43 | 2043-44 | 2044-45
SDB | 11FP | Distribution Input | 19FP+20FP+21FP+22FP+32FP+33FP+38FP+39FP | Ml/d | 2 | 173.76 | 173.76 | 174.2389 | 175.0589 | 173.3789 | 171.6489 | 169.7389 | 168.0389 | 166.2589 | 165.6689 | 165.0389 | 164.3189 | 163.6289 | 163.0189 | 162.3289 | 161.7589 | 161.3289 | 160.7689 | 160.3689 | 159.9989 | 159.5889 | 159.3389 | 159.0589 | 158.7989 | 158.5989 | 158.4189 | 158.2389 | 158.0489 | 157.9189
| 12FP | Water Available For Use (own sources) | 7FP-(9FP+10FP) | Ml/d | 2 | 229.16 | 229.16 | 229.06 | 236.8 | 236.7 | 236.6 | 236.5 | 236.27 | 251.17 | 251.07 | 250.97 | 250.87 | 250.77 | 297.93 | 297.83 | 297.73 | 297.63 | 297.53 | 297.43 | 297.33 | 297.23 | 297.13 | 297.03 | 296.93 | 296.83 | 296.73 | 296.63 | 296.53 | 296.43
| 13FP | Total Water Available For Use | 12FP+(2FP+3FP)-(5FP+6FP) | Ml/d | 2 | 214.16 | 214.16 | 214.06 | 214.3 | 206.7 | 206.6 | 206.5 | 206.27 | 212.17 | 212.07 | 211.97 | 211.87 | 211.77 | 237.93 | 237.83 | 237.73 | 237.63 | 237.53 | 237.43 | 237.33 | 237.23 | 237.13 | 237.03 | 236.93 | 236.83 | 236.73 | 236.63 | 236.53 | 236.43
| 14FP | Target headroom (climate change component) | Input | Ml/d | 2 | 5.0443 | 4.9752 | 4.9558 | 4.942 | 4.8967 | 4.7627 | 4.7852 | 4.9231 | 4.9757 | 4.4365 | 4.6406 | 4.7716 | 5.0191 | 5.1423 | 4.571 | 4.8921 | 4.9993 | 5.1797 | 5.1674 | 4.7107 | 5.1418 | 5.1743 | 5.2223 | 5.175 | 4.7691 | 4.7579 | 4.7563 | 4.7712 | 4.7984
| 15FP | Target headroom (All other components) | Input | Ml/d | 2 | 1.8657 | 1.9348 | 2.0242 | 2.118 | 2.2 | 2.2413 | 2.3569 | 2.5361 | 2.6792 | 2.4955 | 2.7254 | 2.9245 | 3.2089 | 3.4282 | 3.1764 | 3.5426 | 3.7714 | 4.0698 | 4.2278 | 4.0128 | 4.5597 | 4.7763 | 5.0175 | 5.175 | 4.9637 | 5.1544 | 5.3635 | 5.601 | 5.8647
| 16FP | Target Headroom | 14FP+15FP | Ml/d | 2 | 6.91 | 6.91 | 6.98 | 7.06 | 7.0967 | 7.004 | 7.1421 | 7.4592 | 7.6549 | 6.932 | 7.3661 | 7.6961 | 8.228 | 8.5705 | 7.7474 | 8.4347 | 8.7706 | 9.2495 | 9.3952 | 8.7235 | 9.7014 | 9.9506 | 10.2398 | 10.3499 | 9.7328 | 9.9124 | 10.1199 | 10.3721 | 10.6631
| 17FP | Available Headroom | 13FP-11FP | Ml/d | 2 | 40.4 | 40.4 | 39.8211 | 39.2411 | 33.3211 | 34.9511 | 36.7611 | 38.2311 | 45.9111 | 46.4011 | 46.9311 | 47.5511 | 48.1411 | 74.9111 | 75.5011 | 75.9711 | 76.3011 | 76.7611 | 77.0611 | 77.3311 | 77.6411 | 77.7911 | 77.9711 | 78.1311 | 78.2311 | 78.3111 | 78.3911 | 78.4811 | 78.5111
| 18FP | Supply Demand Balance | 17FP-16FP | Ml/d | 2 | 33.49 | 33.49 | 32.8411 | 32.1811 | 26.2244 | 27.9471 | 29.619 | 30.7719 | 38.2562 | 39.4691 | 39.565 | 39.855 | 39.9131 | 66.3406 | 67.7537 | 67.5364 | 67.5305 | 67.5116 | 67.6659 | 68.6076 | 67.9397 | 67.8405 | 67.7313 | 67.7812 | 68.4983 | 68.3987 | 68.2712 | 68.1089 | 67.848
|  | Company: | Portsmouth Water
|  | Resource Zone Name: | Company
|  | Resource Zone Number: | PRT 1
|  | Planning Scenario Name: | Dry Year Critical Period
|  | Chosen Level of Service: | 1 in 200

## 10. Drought plan links
Table 10: Drought plan links and Deployable Output Overview
10.1 Planning scenarios |  |  |  |  | 10.2 Water resources management plan | [7 empty] | 10.3 Drought plan | [5 empty] | 10.4 Demand
Drought Scenarios | Drought Description | Drought Severity | Plan in which scenario is used (highlights overlaps) |  | WRMP DO of Sources (not including drought measures) | WRMP Additional Yield from Drought Supply Measures (eg drought permits or orders) |  |  | WRMP Impact on DO of drought plan Demand Restrictions (eg TUBs) |  |  | WRMP DO Levels of Service | Drought Plan Additional Yield from Further Supply Measures (eg drought permits or orders) |  |  | Drought Plan Impact on DO of Further Demand Restrictions (eg TUBs) |  |  | Unrestricted Demand | Restricted Demand
|  |  | WRMP | Drought Plan | DO (Ml/d) | Description | Marginal Benefit (Ml/d) | DO (Ml/d) | Description | Marginal Benefit (Ml/d) | DO (Ml/d) | DO (Ml/d) | Description | Marginal Benefit (Ml/d) | DO (Ml/d) | Description | Marginal Benefit (Ml/d) | DO (Ml/d) | Ml/d | Ml/d
Historic Droughts | 1976 | 1.6% chance in any given year | Y | n | 0 | (1) | 0 |  | (2) | 0 |  |  |  | 0 |  | (1) | 0
| 1921 | 1% chance in any given year | Y | Y | 0 | (1) | 0 |  | (2) | 0 |  |  |  | 0 |  | (1) | 0
Additional Drought Scenarios | 200 | Severe Drought | n | Y | 0 | (1) | 0 |  | (2) | 0 |  |  | (3) | 0 |  | (1) | 0
| 500 | Extreme Drought | n | n | 0 | (1) | 0 |  | (2) | 0 |  |  | (3) | 0 |  | (1) | 0
Reported DO for WRMP tables highlighted in yellow
10.5 Summary report
WRMP DO Overview | [8 empty] | Drought Plan Overview
Include DO Approach LoS Constraint on DO Critical Year(s) Data length, qualityAppraoch to Drought Severity | [8 empty] | Include Measures and Restrictions included in Drought Plan
Additional Drought Scenarios | [8 empty] | Drought Supply Measures and Demand Restrictions Further Details
Include Drought Scenarios chosen and justification | [8 empty] | List individual measures used in scenario e.g. (1) River augmentation measure (2) (3)
Impact on Supply Demand
Include Comment on imapcts of drought meausures , restrictions on SBD, including for drought scenarios.
Demands
Include Comment on selection of demands